## 1. IO Database (HW) Legend
1. INPUT & OUTPUT DATABASE
LEGEND (HARDWIRED)
PJT Name : Turkistan CCGT Project, Date : 2023-03-30, Revision : A
COLUMN NUMBER | DESCRIPTION
1 | NO. : This column shows a serial sequence of the measurements in the list.
This number has no relation with the signal numbers.
2 | TAG NO. : Instrument Identification Number as following NUMBERING METHOD for Instrument Tag and Equipment Tag.
3 | SIGNAL NO. : Signal Status Number
| A B nn |  | A: Signal Origin |  | B: Signal Area |  | nn: Serial Number (01~99)
|  |  | X : Input signal |  | B : Binary Input Signal
|  |  | Y : Output signal |  | G: Binary Set Value
N: Binary Output Signal
Q : Analog Signal
|  | SIGANAL |  | PROCESS | VALVE |  |  | MOTOR (PP, FAN, etc.) | ELECTRICAL | HARDWIRED INTERFACE WITH DCS | REMARK
|  | TYPE | NO. |  | MOV, ACTUATOR | SOV | CV
|  | AO | YQ01 | ANALOG OUTPUT INTERFACE |  |  | POSITION DEMAND | VARIABLE SPEED CONTROL COMMAND | ELECTRICAL EQUIPMENT INTERFACE | PACKAGE INTERFACE | MULTIPLE AO: YQ01~99
|  | AI | XQ01 | ANALOG INPUT | POSITION FEEDBACK |  | POSITION FEEDBACK | VARIABLE SPEED CONTROL FEEDBACK | ELECTRICAL EQUIPMENT INTERFACE | PACKAGE INTERFACE
|  |  | XQ02 | ANALOG INPUT (RTD) | [6 empty] | IN CASE OF DIRECT CONNECTION BETWEEN FIELD AND DCS.
|  |  | XQ03 | ANALOG INPUT (THERMOCOUPLE) | [6 empty] | IN CASE OF DIRECT CONNECTION BETWEEN FIELD AND DCS.
|  |  | XQ11 |  |  |  |  | CURRENT | CURRENT | CURRENT | MULTIPLE AI (XQ11, XQ12, XQ13, ~)
|  |  | XQ21 |  |  |  |  | VOLTAGE | VOLTAGE | VOLTAGE | MULTIPLE AI (XQ21, XQ22, XQ23, ~)
|  |  | XQ31 | [5 empty] | ACTIVE POWER (W, KW, MW)
|  |  | XQ32 | [5 empty] | REACTIVE POWER (VAR, MVAR)
|  |  | XQ41 | [5 empty] | FREQUENCY
|  |  | XQ42 | [5 empty] | POWER FACTOR
|  |  | XQ61~99 | [5 empty] | OTHER ELECTRICAL INTERFACE | OTHER PACKAGE INTERFACE (IF REQUIRED)
|  | DO | YN51 |  | OPEN COMMAND | SOV ENERGIZE TO OPEN COMMAND
|  |  | YN52 |  | CLOSE COMMAND | SOV ENERGIZE TO CLOSE COMMAND
|  |  | YN54 |  |  |  |  | PP START COMMAND | BKR CLOSE COMMAND
|  |  | YN55 |  |  |  |  | PP STOP COMMAND | BKR OPEN COMMAND
|  |  | YBn1 | [6 empty] | - GROUP START COMMAND - PP/FAN START COMMAND - VALVE OPEN COMMAND - VFD(INVERTER) ON COMMAND | n = 0~3 (YB01, YB11, YB21, YB31)
|  |  | YBn2 | [6 empty] | - GROUP STOP COMMAND - PP/FAN STOP COMMAND - VALVE CLOSE COMMAND - VFD(INVERTER) OFF COMMAND | n = 0~3 (YB02, YB12, YB22, YB32)
|  |  | YB51~60 | [6 empty] | STATUS FEEDBACK TO LCP (IF REQUIRED) | EX. LCP LAMP POWER (PUMP RUNNING, STOPPED, FAULT, etc.)
|  |  | YB61~99 | [5 empty] | OTHER ELECTRICAL EQUIPMENT INTERFACE (IF REQUIRED) | OTHER PACKAGE INTERFACE (IF REQUIRED)
|  | DI | XB01 |  | VLV OPENED FEEDBACK | VLV OPENED FEEDBACK | VLV OPENED FEEDBACK | PP RUNNING FEEDBACK | BKR CLOSED FEEDBACK
|  |  | XB02 |  | VLV CLOSED FEEDBACK | VLV CLOSED FEEDBACK | VLV CLOSED FEEDBACK | PP STOPPED FEEDBACK | BKR OPENED FEEDBACK
|  |  | XB03 |  | MOV INTERMEDIATE OPENED FEEDBACK
|  |  | XB06 | PULSE INPUT |  |  |  |  | PULSE INPUT
|  |  | XB11 |  | MOV TOQ OPEN FEEDBACK
|  |  | XB12 |  | MOV TOQ CLOSE FEEDBACK
|  |  | XB21 |  | OPEN PUSHBUTTON | OPEN PUSHBUTTON |  | START PUSHBUTTON
|  |  | XB22 |  | CLOSE PUSHBUTTON | CLOSE PUSHBUTTON |  | STOP PUSHBUTTON
|  |  | XB23 |  |  |  |  | PP EMERGENCY STOP BUTTON
|  |  | XB41 |  |  |  |  | LOCAL | LOCAL
|  |  | XB42 |  |  |  |  | REMOTE | REMOTE
|  |  | XB43 |  |  |  |  | TEST POSITION | TEST POSITION
|  |  | XB44 |  |  |  |  | SERVICE POSITION | SERVICE POSITION
|  |  | XB45 |  |  |  |  | SWGR/MCC READY | SWGR/MCC READY
|  |  | XB48 |  | SWGR/MCC FAULT/PROTECTION ACTIVATED | NOT POWER AVAILABLE |  | -SWGR/MCC FAULT -PROTECTION ACTIVATED | -SWGR/MCC FAULT -PROTECTION ACTIVATED
|  |  | XB49 | [5 empty] | UNDER VOLTAGE
|  |  | XB50 | PROCESS TRIP (MFT, etc.) |  |  |  | TRIP | TRIP |  | X48의 FAULT/PROTECTION의 상황으로 표현 불가한 TRIP SIGNAL
|  |  | XB6n | [5 empty] | OTHER INTERFACE
|  |  | XNn1 | [6 empty] | - GROUP STARTED FEEDBACK - PP/FAN RUNNING FEEDBACK - VALVE OPENED FEEDBACK - VFD(INVERTER) ON FEEDBACK | n = 0~3 (XN01, XN11, XN21, XN31)
|  |  | XNn2 | [6 empty] | - GROUP STOPPED FEEDBACK - PP/FAN STOPPED FEEDBACK - VALVE CLOSED FEEDBACK - VFD(INVERTER) OFF FEEDBACK | n = 0~3 (XN02, XN12, XN22, XN32)
|  |  | XN41 | [6 empty] | LOCAL
|  |  | XN42 | [6 empty] | REMOTE
|  |  | XN43 | [6 empty] | TEST POSITION
|  |  | XN44 | [6 empty] | SERVICE POSITION
|  |  | XN45 | [6 empty] | READY
|  |  | XN48 | [6 empty] | - SWGR/MCC FAULT - PROTECTION ACTIVATED
|  |  | XN50 | [6 empty] | TRIP
|  |  | XN61~99 | [6 empty] | OTHER PACKAGE INTERFACE (IF REQUIRED)
|  |  | XG01 | HI ALARM
|  |  | XG03 | HIHI ALARM
|  |  | XG05 | HIHIHI ALARM
|  |  | XG52 | LO ALARM
|  |  | XG54 | LOLO ALARM
|  |  | XG56 | LOLOLO ALARM
4 | SIGNAL SERVICE DESCRIPTION : Service Description of the instruments or devices
SIGNAL STATUS : Signal status is described only for DI signal on.
5 | DEVICE TYPE : Deatail description of signal sources or interface devices
|  | DGI | : Digital Indicator or Annunciator |  |  |  | MOV | : On-Off Type Motor Operated Valve
|  | AIT | : Analyzer |  |  |  | IMOV | : Inching Type Motor Operated Valve
|  | CV | : Control Valve (Modulating Type) |  |  |  | SOV | : Solenoid Valve
|  | CV(SOV) | : Control Valve (On-Off Type) |  |  |  | PP | : Pump
|  | TIT (TT) | : Temperature Element with Transmitter |  |  |  | FAN | : Fan
|  | PIT | : Pressure Transmitter |  |  |  | PLC | : Programmable Logic Controller
|  | LIT | : Level Transmitter |  |  |  | LCP | : Local Control Panel
|  | FIT | : Flow Transmitter |  |  |  | HT | : Humidity / Moisture Transmitter
|  | PDIS | : Diff. Pressure Switch |  |  |  | ZT | : Position Transmitter
|  | FS | : Flow Switch |  |  |  | ZS | : Position Switch i.e. limit switch
|  | LS | : Level Switch |  |  |  | YS | : Vibration Feedback
|  | PDIT | : Diff. Pressure Transmitter |  |  |  | KT | : Key Phasor
|  | PS | : Pressure Switch |  |  |  | SS | : Reverse Rotation Switch
|  | SWGR | : SwitchGear |  |  |  | CT | : Current Transducer
|  | GTC | : Gas Turbine Control System |  |  |  | PNL | : System Panel
|  | STC | : Steam Turbine Control System |  |  |  | INTRF | : Interface Signals with External Control System
|  | VMS | : Vibration Monitoring System |  |  |  | INVT | : Inverter
|  | DMPR | : Damper |  |  |  | DET | : Detector
6 | I/O TYPE : The Signal type of the measurements is specified as follows;
|  | AI | : Analogue Input |  |  |  | DI | : Binary Input
|  | AO | : Analogue Output |  |  |  | DO | : Binary Output
[7 empty] | PI | : Pulse Input
7 | SIGNAL TYPE : The type of input signal from the measurements is specified as
|  | 4 ~ 20 mA | : Analog |  |  |  | PT100 | : Analog signal for RTD (in case of direct connection without transmitter)
|  | 24V DC | : Digital Contact input or output |  |  |  | K-Type | : Analog signal for Thermocouple (in case of direct connection without transmitter)
|  | 220VAC | : Solenoid Valve
8 | CONTACT TYPE : The Normal Contact of Binary signals
|  | NO | : Normal Open Contact |  |  |  | NC | : Normal Close Contact
9 | PWR SRC : The Power Source for the signal is specified.
|  | I | : Internal Power (from PLC) |  |  |  | E | : External Power (from outside of PLC, Field equipment / DCS / etc..)
10 | FROM / TO : ‘FROM’ means the location of the source of measurements, and ‘TO’ means the final destination of the measurements.
|  | FLD | : Field (or Local) |  |  |  | GCP | : Generator Control Panel
|  | SWGR | : Switchgear (or Motor Control Center) |  |  |  | GCB | : Generator Circuit Breaker
|  | IRP | : DCS Interposing Relay Panel |  |  |  | GSUT | : Generator Step-Up Transformer
|  | ANN | : Annunciator |  |  |  | RTCC | : Remote Tab Changer Control Panel
|  | LCP | : Local Control Panel |  |  |  | UAT | : Unit Auxiliary Transformer
|  | UPS | : Uninterrupted Power Supply |  |  |  | IPB | : Isolated Phase Bus Duct
|  | LSB | : Local Switch Box |  |  |  | MTR | : Metering
|  | EPB | : Emergency Push Button |  |  |  | VMS | : Vibration Monitoring System
|  | PDB | : Power Distribution Board |  |  |  | TCS | : Turbine Control System
|  | PLC | : Programmable Logic Controller |  |  |  | LDC | : Load Dispatch Center
11 | PROCESS RANGE : Process Measuring Range for the measurements.
|  | Begin | : Beginning of physical measuring range. |  |  |  | End | : End of physical measuring range.
12 | OPERATING POINT : Normal operating parameters of the input and output signals based on process conditions
13 | PROCESS UNIT : The measuring units in this list are as follows :
|  | Unit (SYMBOL) |  |  | Measurements |  |  |  | Remark
|  | barg, bara, bar, mbar |  |  | Pressure (gauge, absolute, differential)
|  | ℃ |  |  | Temperature |  |  |  | Deg. Celsius
|  | A, KA |  |  | Current
|  | V, KV |  |  | Voltage
|  | Kg/Hr, t/hr, m3/Hr |  |  | Flow (mass, volumetric)
|  | % |  |  | Percentage
|  | m, mm |  |  | Level
|  | mm/sec (rms), ㎛ |  |  | Vibration |  |  |  | mm/sec, micro miter
|  | ppm, ppb |  |  | Analysis
|  | μS /cm, |  |  | Conductivity |  |  |  | μSiemens / cm
|  | KWh, MWh, GWh |  |  | Electrical Energy
|  | kcal/hr, Mcal/hr, Gcal/hr |  |  | Heat Flow
|  | kcal/kWh |  |  | Heat Rate
14 | PROCESS SET POINT : To show the limit values for generating alarm/trip/logic action in DCS from analog signals.
|  | HIHI | : High High |  | LO | : Low
|  | HI | : High |  | LOLO | : Low Low
15 | REFERENCE P&ID : Drawing number with revision number
16 | REVISION : The Revision Number of Signal I/O.
17 | REMARKS

## FI_CS_Cable_list
FI CS CABLE LIST
(TCS/TPS SYSTEM)
PJT Name : Turkistan CCGT Project, Date : 2024-06-04, Revision: R03
Ele | SYSTEM | CABLE | CABLE |  | SIGNAL | LENGTH | FROM |  |  | TO |  |  | CABLE ROUTE | REMARK
|  | NUMBER | TYPE | SPEC. | TYPE | (M) | KKS NO. | DESCRIPTION | LOCATION / DWG NO | KKS NO. | DESCRIPTION | LOCATION / DWG NO
20000 | B1 | CP-13501-C4003 | 1- C5XFE-R /ST/ | 2 x 2 x 1.0 mm² | 24V DC | 30 | B1-TCS-1301B-XD54 | TCS I/O and marshaling cabinet | Eletric room | B1-CP-13501+ER-X100 | BOX OF GEN.EXCITATION | Eletric room |  | DSPW/SUPP.FI
20001 | B1 | CP-13501-C4004 | 1- C5XFE-R /ST/ | 2 x 2 x 1.0 mm² | 24V DC | 30 | B1-TCS-1301B-XD45 | TCS I/O and marshaling cabinet | Eletric room | B1-CP-13501+ER-X110 | BOX OF GEN.EXCITATION | Eletric room |  | DSPW/SUPP.FI
20002 | B1 | CP-13501-C4005 | 1- C5XFE-R /ST/ | 5 x 2 x 1.0 mm² | 24V DC | 30 | B1-TCS-1301B-XD54 | TCS I/O and marshaling cabinet | Eletric room | B1-CP-13501+ER-X200 | BOX OF GEN.EXCITATION | Eletric room |  | DSPW/SUPP.FI
20003 | B1 | CP-13501-C4006 | 1- C5XFE-R /ST/ | 10 x 2 x 1.0 mm² | 24V DC | 30 | B1-TCS-1301B-XD45 | TCS I/O and marshaling cabinet | Eletric room | B1-CP-13501+ER-X210 | BOX OF GEN.EXCITATION | Eletric room |  | DSPW/SUPP.FI
20004 | B1 | CP-13501-C4007 | 1- C5XFE-R /ST/ | 10 x 2 x 1.0 mm² | 24V DC | 30 | B1-TCS-1301B-XD54 | TCS I/O and marshaling cabinet | Eletric room | B1-CP-13501+ER-X300 | BOX OF GEN.EXCITATION | Eletric room |  | DSPW/SUPP.FI
20005 | B1 | CP-13501-C4008 | 1- C5XFE-R /ST/ | 10 x 2 x 1.0 mm² | 24V DC | 30 | B1-TCS-1301B-XD45 | TCS I/O and marshaling cabinet | Eletric room | B1-CP-13501+ER-X310 | BOX OF GEN.EXCITATION | Eletric room |  | DSPW/SUPP.FI
20006 | B1 | CP-13501-I6001 | 1- C5XFE-R /ST/ | 2 x 2 x 1.0 mm² | 4-20mA | 30 | B1-TCS-1301B-XD44 | TCS I/O and marshaling cabinet | Eletric room | B1-CP-13501+ER-U514 | BOX OF GEN.EXCITATION | Eletric room |  | DSPW/SUPP.FI
20007 | B1 | CP-13501-I6003 | 1- C5XFE-R /ST/ | 2 x 2 x 1.0 mm² | 4-20mA | 30 | B1-TCS-1301B-XD44 | TCS I/O and marshaling cabinet | Eletric room | B1-CP-13501+ER-U501 | BOX OF GEN.EXCITATION | Eletric room |  | DSPW/SUPP.FI
20008 | B1 | CP-13701-C4006 | 1- C5XFE-R /ST/ | 5 x 2 x 1.0 mm² | 24V DC | 30 | B1-TCS-1301B-XD52 | TCS I/O and marshaling cabinet | Eletric room | B1-CP-13701-XC4 | BOX OF GEN.AVR, SYNCHR.AND MEAS. | Eletric room |  | DSPW/SUPP.FI
20009 | B1 | CP-13701-C4008 | 1- C5XFE-R /ST/ | 5 x 2 x 1.0 mm² | 24V DC | 30 | B1-TCS-1301B-XD42 | TCS I/O and marshaling cabinet | Eletric room | B1-CP-13701-XS4 | BOX OF GEN.AVR, SYNCHR.AND MEAS. | Eletric room |  | DSPW/SUPP.FI
20010 | B1 | CP-13701-C4010 | 1- C5XFE-R /ST/ | 5 x 2 x 1.0 mm² | 24V DC | 30 | B1-TCS-1301B-XD42 | TCS I/O and marshaling cabinet | Eletric room | B1-CP-13701-XS4 | BOX OF GEN.AVR, SYNCHR.AND MEAS. | Eletric room |  | DSPW/SUPP.FI
20011 | B1 | CP-13701-C4011 | 1- C5XFE-R /ST/ | 5 x 2 x 1.0 mm² | 24V DC | 30 | B1-TCS-1301B-XD42 | TCS I/O and marshaling cabinet | Eletric room | B1-CP-13701-XS4 | BOX OF GEN.AVR, SYNCHR.AND MEAS. | Eletric room |  | DSPW/SUPP.FI
20012 | B1 | CP-13701-I6001 | 1- C5XFE-R /ST/ | 2 x 2 x 1.0 mm² | 4-20mA | 30 | B1-TCS-1301B-XA10 | TCS I/O and marshaling cabinet | Eletric room | B1-CP-13701-XP1 | BOX OF GEN.AVR, SYNCHR.AND MEAS. | Eletric room |  | DSPW/SUPP.FI
20013 | B1 | CP-13701-I6002 | 1- C5XFE-R /ST/ | 2 x 2 x 1.0 mm² | 4-20mA | 30 | B1-TCS-1301B-XA10 | TCS I/O and marshaling cabinet | Eletric room | B1-CP-13701-XP1 | BOX OF GEN.AVR, SYNCHR.AND MEAS. | Eletric room |  | DSPW/SUPP.FI
20014 | B1 | LS-13101-C4001 | Cu | 2 x 2 x 0,75 mm² | 24V DC | 20 | B1-JBAY-1341-X01 | JB HPH FI | Machine hall | B1-LS-13101-B01 | LEVEL 1.2 IN CONTROL OIL TANK | Machine hall |  | DSPW/SKID
20015 | B1 | LS-13101-C4002 | Cu | 2 x 2 x 0,75 mm² | 24V DC | 20 | B1-JBAY-1341-X01 | JB HPH FI | Machine hall | B1-LS-13101-B01 | LEVEL 1.2 IN CONTROL OIL TANK | Machine hall |  | DSPW/SKID
20016 | B1 | LS-13102B-C4001 | Cu | 2 x 2 x 0,75 mm² | 24V DC | 20 | B1-JBAY-1341-X01 | JB HPH FI | Machine hall | B1-LS-13102B-B01 | LEVEL 2 IN CONTROL OIL TANK | Machine hall |  | DSPW/SKID
20017 | B1 | LS-13102C-C4001 | Cu | 2 x 2 x 0,75 mm² | 24V DC | 20 | B1-JBAY-1341-X01 | JB HPH FI | Machine hall | B1-LS-13102C-B01 | LEVEL 3 IN CONTROL OIL TANK | Machine hall |  | DSPW/SKID
20018 | B1 | LSH-13001-401 | MEGAFLEX500 | 2 x 2 x 0,75 mm² | 4-20mA | 20 | B1JBA-1301-X05 | Generator JB | Machine hall | B1-LSH-13001-B01 | LVL.WATER LEAKAGE GEN COOLER - TE | Machine hall |  | DSPW/SKID
20019 | B1 | LSH-13002-401 | MEGAFLEX500 | 2 x 2 x 0,75 mm² | 4-20mA | 20 | B1JBA-1301-X05 | Generator JB | Machine hall | B1-LSH-13002-B01 | LVL.WATER LEAKAGE GEN COOLER - TE | Machine hall |  | DSPW/SKID
20020 | B1 | LSH-13003-401 | MEGAFLEX500 | 2 x 2 x 0,75 mm² | 4-20mA | 20 | B1JBA-1301-X05 | Generator JB | Machine hall | B1-LSH-13003-B01 | LVL.WATER LEAKAGE GEN COOLER - EE | Machine hall |  | DSPW/SKID
20021 | B1 | LSH-13004-401 | MEGAFLEX500 | 2 x 2 x 0,75 mm² | 4-20mA | 20 | B1JBA-1301-X05 | Generator JB | Machine hall | B1-LSH-13004-B01 | LVL.WATER LEAKAGE GEN COOLER - EE | Machine hall |  | DSPW/SKID
20022 | B1 | LSH-13236-I6001 | 1- C5XFE-R /ST/ | 2 x 2 x 1.0 mm² | 4-20mA | 100 | B1JBA-1309-TB2 | Junction box IOS | Machine hall | B1-LSH-13236-B01 | LVL.COLLECTING OIL SUMP | Machine hall |  | DSPW/SKID
20023 | B1 | MS-13701-C4001 | 1- C5XFE-R /ST/ | 2 x 2 x 1.0 mm² | 24V DC | 30 | B1-TCS-1301C-XD33 | TPS I/O and marshaling cabinet | Eletric room | B1-MS-13701-X95 | BOX OF DC STARTER | Eletric room |  | DSPW/SUPP.FI
20024 | B1 | MS-13701-C4002 | 1- C5XFE-R /ST/ | 2 x 2 x 1.0 mm² | 24V DC | 30 | B1-TCS-1301C-XD33 | TPS I/O and marshaling cabinet | Eletric room | B1-MS-13701-X95 | BOX OF DC STARTER | Eletric room |  | DSPW/SUPP.FI
20025 | B1 | MS-13701-C4003 | 1- C5XFE-R /ST/ | 5 x 2 x 1.0 mm² | 24V DC | 30 | B1-TCS-1301C-XD33 | TPS I/O and marshaling cabinet | Eletric room | B1-MS-13701-X99 | BOX OF DC STARTER | Eletric room |  | DSPW/SUPP.FI
20026 | B1 | MS-13701-I6001 | 1- C5XFE-R /ST/ | 2 x 2 x 1.0 mm² | 4-20mA | 30 | B1-TCS-1301C-XD33 | TPS I/O and marshaling cabinet | Eletric room | B1-MS-13701-X91 | BOX OF DC STARTER | Eletric room |  | DSPW/SUPP.FI
20027 | B1 | PI-I-5201 | 1- C5XFE-R /ST/ | 10 x 2 x 1.0 mm² | 4-20mA | 200 | B1-TCS-1321-X11 | BOX OF VMS | Eletric room | B1JBX-1321-X01 | JUNCTION BOX VMS | Eletric room |  | DSPW/SUPP.FI
20028 | B1 | PI-I-5202 | 1- C5XFE-R /ST/ | 10 x 2 x 1.0 mm² | 4-20mA | 200 | B1-TCS-1321-X12 | BOX OF VMS | Eletric room | B1JBX-1321-X02 | JUNCTION BOX VMS | Eletric room |  | DSPW/SUPP.FI
20029 | B1 | PI-I-5203 | 1- C5XFE-R /ST/ | 10 x 2 x 1.0 mm² | 4-20mA | 200 | B1-TCS-1321-X13 | BOX OF VMS | Eletric room | B1JBX-1322-X01 | JUNCTION BOX VMS | Eletric room |  | DSPW/SUPP.FI
20030 | B1 | PI-I-5204 | 1- C5XFE-R /ST/ | 10 x 2 x 1.0 mm² | 4-20mA | 200 | B1-TCS-1321-X14 | BOX OF VMS | Eletric room | B1JBX-1323-X01 | JUNCTION BOX VMS | Eletric room |  | DSPW/SUPP.FI
20031 | B1 | PI-I-5205 | 1- C5XFE-R /ST/ | 10 x 2 x 1.0 mm² | 4-20mA | 200 | B1-TCS-1321-X15 | BOX OF VMS | Eletric room | B1JBX-1324-X01 | JUNCTION BOX VMS | Eletric room |  | DSPW/SUPP.FI
20032 | B1 | PI-I-5210 | Part of sensor | 1 x mm² Coaxial | 4-20mA | 20 | B1-VXE-13301-U01 | VIBRATION FRONT HP ROTOR - X | Machine hall | B1-VXE-13301-B01 | VIBRATION FRONT HP ROTOR - X | Machine hall |  | DSPW/SUPP.VMS
20033 | B1 | PI-I-5211 | Part of sensor | 1 x mm² Coaxial | 4-20mA | 20 | B1-VYE-13301-U01 | VIBRATION FRONT HP ROTOR - Y | Machine hall | B1-VYE-13301-B01 | VIBRATION FRONT HP ROTOR - Y | Machine hall |  | DSPW/SUPP.VMS
20034 | B1 | PI-I-5212 | Cu | 2 x 0,5 mm² | 4-20mA | 20 | B1JBX-1321-X01 | JUNCTION BOX VMS | Machine hall | B1-VE-13301-B01 | VIB FRNT RAD BRG - H | Machine hall |  | DSPW/SUPP.VMS
20035 | B1 | PI-I-5213 | Part of sensor | 1 x mm² Coaxial | 4-20mA | 20 | B1-VT-13306-U01 | SHIFT HP THRUST BEARING | Machine hall | B1-VT-13306-B01 | SHIFT HP THRUST BEARING | Machine hall |  | DSPW/SUPP.VMS
20036 | B1 | PI-I-5214 | Part of sensor | 2 pairs | 4-20mA | 20 | B1JBX-1321-X02 | JUNCTION BOX VMS | Machine hall | B1-VE-13307-B01 | SHIFT HP STATOR | Machine hall |  | DSPW/SUPP.VMS
20037 | B1 | PI-I-5215 | Part of sensor | 1 x mm² Coaxial | 4-20mA | 20 | B1-KT-13308-U01 | KEY PHASOR ROTOR HP TURBINE | Machine hall | B1-KT-13308-B01 | KEY PHASOR ROTOR HP TURBINE | Machine hall |  | DSPW/SUPP.VMS
20038 | B1 | PI-I-5216 | Part of sensor | 1 x mm² Coaxial | 4-20mA | 20 | B1-VXE-13302-U01 | VIBRATION REAR HP ROTOR - X | Machine hall | B1-VXE-13302-B01 | VIBRATION REAR HP ROTOR - X | Machine hall |  | DSPW/SUPP.VMS
20039 | B1 | PI-I-5217 | Part of sensor | 1 x mm² Coaxial | 4-20mA | 20 | B1-VYE-13302-U01 | VIBRATION REAR HP ROTOR - Y | Machine hall | B1-VYE-13302-B01 | VIBRATION REAR HP ROTOR - Y | Machine hall |  | DSPW/SUPP.VMS
20040 | B1 | PI-I-5218 | Cu | 2 x 0,5 mm² | 4-20mA | 20 | B1JBX-1322-X01 | JUNCTION BOX VMS | Machine hall | B1-VE-13302-B01 | VIB REAR RAD BRG - H | Machine hall |  | DSPW/SUPP.VMS
20041 | B1 | PI-I-5219 | Part of sensor | 1 x mm² Coaxial | 4-20mA | 20 | B1-VT-13305-U01 | SHIFT HP ROTOR | Machine hall | B1-VT-13305-B01 | SHIFT HP ROTOR | Machine hall |  | DSPW/SUPP.VMS
20042 | B1 | PI-I-5220 | Part of sensor | 1 x mm² Coaxial | 4-20mA | 20 | B1-VXE-13001-U01 | VIBR.FRONT GEN.ROTOR - X | Machine hall | B1-VXE-13001-B01 | VIBR.FRONT GEN.ROTOR - X | Machine hall |  | DSPW/SUPP.VMS
20043 | B1 | PI-I-5221 | Part of sensor | 1 x mm² Coaxial | 4-20mA | 20 | B1-VYE-13002-U01 | VIBR.FRONT GEN.ROTOR - Y | Machine hall | B1-VYE-13002-B01 | VIBR.FRONT GEN.ROTOR - Y | Machine hall |  | DSPW/SUPP.VMS
20044 | B1 | PI-I-5222 | Cu | 2 x 0,5 mm² | 4-20mA | 20 | B1JBX-1323-X01 | JUNCTION BOX VMS | Machine hall | B1-VE-13011-B01 | VIBR.FRONT GEN.BEARING - H | Machine hall |  | DSPW/SUPP.VMS
20045 | B1 | PI-I-5223 | Part of sensor | 1 x mm² Coaxial | 4-20mA | 20 | B1-VXE-13051-U01 | VIBR.REAR GEN.ROTOR - X | Machine hall | B1-VXE-13051-B01 | VIBR.REAR GEN.ROTOR - X | Machine hall |  | DSPW/SUPP.VMS
20046 | B1 | PI-I-5224 | Part of sensor | 1 x mm² Coaxial | 4-20mA | 20 | B1-VYE-13052-U01 | VIBR.REAR GEN.ROTOR - Y | Machine hall | B1-VYE-13052-B01 | VIBR.REAR GEN.ROTOR - Y | Machine hall |  | DSPW/SUPP.VMS
20047 | B1 | PI-I-5225 | Cu | 2 x 0,5 mm² | 4-20mA | 20 | B1JBX-1324-X01 | JUNCTION BOX VMS | Machine hall | B1-VE-13061-B01 | VIBR.REAR GEN.BEARING - H | Machine hall |  | DSPW/SUPP.VMS
20048 | B1 | PI-I-5231 | 1- C5XFE-R /ST/ | 2 x 2 x 1.0 mm² | 4-20mA | 200 | B1-TCS-1311-X11 | BOX TPC/OPS | Eletric room | B1JB10-13311A HAN 6A | HARTING Speed OPS | Machine hall |  | DSPW/SUPP.FI
20049 | B1 | PI-I-5233 | 1- C5XFE-R /ST/ | 2 x 2 x 1.0 mm² | 4-20mA | 200 | B1-TCS-1311-X11 | BOX TPC/OPS | Eletric room | B1JB10-13311B HAN 6A | HARTING Speed OPS | Machine hall |  | DSPW/SUPP.FI
20050 | B1 | PI-I-5235 | 1- C5XFE-R /ST/ | 2 x 2 x 1.0 mm² | 4-20mA | 200 | B1-TCS-1311-X11 | BOX TPC/OPS | Eletric room | B1JB10-13311C HAN 6A | HARTING Speed OPS | Machine hall |  | DSPW/SUPP.FI
20051 | B1 | PI-I-5236 | 1- C5XFE-R /ST/ | 5 x 2 x 1.0 mm² | 4-20mA | 200 | B1-TCS-1311-X12 | BOX TPC/OPS | Eletric room | B1-HZ-13303-S01 | PUSH-BUTTON CONTROL ROOM | ++Control room |  | DSPW/SUPP.FI
20052 | B1 | PI-I-5237 | 1- C5XFE-R /ST/ | 5 x 2 x 1.0 mm² | 4-20mA | 100 | B1-TCS-1311-X12 | BOX TPC/OPS | Eletric room | B1-HZ-13302-S01 | PUSH-BUTTON STG TRIP - MACHINE HALL | Machine hall |  | DSPW/SUPP.FI
20053 | B1 | PI-I-5241 | Cu | 2 x 2.5 mm² | 4-20mA | 100 | B1-TCS-1311-X21 | BOX TPC/OPS | Eletric room | B1-JBAY-1341-X01 | JB HPH FI | Machine hall |  | DSPW/SUPP.FI
20054 | B1 | PI-I-5243 | Cu | 2 x 2.5 mm² | 4-20mA | 100 | B1-TCS-1311-X21 | BOX TPC/OPS | Eletric room | B1-JBAY-1341-X01 | JB HPH FI | Machine hall |  | DSPW/SUPP.FI
20055 | B1 | PI-I-5245 | Cu | 2 x 2.5 mm² | 4-20mA | 100 | B1-TCS-1311-X21 | BOX TPC/OPS | Eletric room | B1-JBAY-1341-X01 | JB HPH FI | Machine hall |  | DSPW/SUPP.FI
20056 | B1 | PRP-13701-C4001 | 1- C5XFE-R /ST/ | 2 x 2 x 1.0 mm² | 24V DC | 30 | B1-TCS-1301B-XD53 | TCS I/O and marshaling cabinet | Eletric room | B1-PRP-13701-XC7 | BOX OF GEN.PROTECTIONS | Eletric room |  | DSPW/SUPP.FI
20057 | B1 | PRP-13701-C4002 | 1- C5XFE-R /ST/ | 2 x 2 x 1.0 mm² | 24V DC | 30 | B1-TCS-1301B-XD53 | TCS I/O and marshaling cabinet | Eletric room | B1-PRP-13701-XC7 | BOX OF GEN.PROTECTIONS | Eletric room |  | DSPW/SUPP.FI
20058 | B1 | PRP-13701-C4010 | 1- C5XFE-R /ST/ | 2 x 2 x 1.0 mm² | 24V DC | 30 | B1-TCS-1301C-XD55 | TPS I/O and marshaling cabinet | Eletric room | B1-PRP-13701-XS1 | BOX OF GEN.PROTECTIONS | Eletric room |  | DSPW/SUPP.FI
20059 | B1 | PRP-13701-C4011 | 1- C5XFE-R /ST/ | 2 x 2 x 1.0 mm² | 24V DC | 30 | B1-TCS-1301C-XD55 | TPS I/O and marshaling cabinet | Eletric room | B1-PRP-13701-XS1 | BOX OF GEN.PROTECTIONS | Eletric room |  | DSPW/SUPP.FI
20060 | B1 | PRP-13701-C4012 | 1- C5XFE-R /ST/ | 2 x 2 x 1.0 mm² | 24V DC | 30 | B1-TCS-1301C-XD55 | TPS I/O and marshaling cabinet | Eletric room | B1-PRP-13701-XS1 | BOX OF GEN.PROTECTIONS | Eletric room |  | DSPW/SUPP.FI
20061 | B1 | PRP-13701-C4013 | 1- C5XFE-R /ST/ | 2 x 2 x 1.0 mm² | 24V DC | 30 | B1-TCS-1301B-XD43 | TCS I/O and marshaling cabinet | Eletric room | B1-PRP-13701-XS1 | BOX OF GEN.PROTECTIONS | Eletric room |  | DSPW/SUPP.FI
20062 | B1 | PRP-13701-C4014 | 1- C5XFE-R /ST/ | 2 x 2 x 1.0 mm² | 24V DC | 30 | B1-TCS-1301B-XD43 | TCS I/O and marshaling cabinet | Eletric room | B1-PRP-13701-XS1 | BOX OF GEN.PROTECTIONS | Eletric room |  | DSPW/SUPP.FI
20063 | B1 | PRP-13701-C4024 | 1- C5XFE-R /ST/ | 10 x 2 x 1.0 mm² | 24V DC | 30 | B1-TCS-1301B-XD43 | TCS I/O and marshaling cabinet | Eletric room | B1-PRP-13701-XS4 | BOX OF GEN.PROTECTIONS | Eletric room |  | DSPW/SUPP.FI
20064 | B1 | PRP-13701-C4025 | 1- C5XFE-R /ST/ | 2 x 2 x 1.0 mm² | 24V DC | 30 | B1-TCS-1301B-XD53 | TCS I/O and marshaling cabinet | Eletric room | B1-PRP-13701-XC7 | BOX OF GEN.PROTECTIONS | Eletric room |  | DSPW/SUPP.FI
20065 | B1 | PS-13102A-C4001 | Cu | 2 x 2 x 0,75 mm² | 24V DC | 20 | B1-JBAY-1341-X01 | JB HPH FI | Machine hall | B1-PS-13102A-B01 | PRESSURE CONTROL OIL - PUMP 1 | Machine hall |  | DSPW/SKID
20066 | B1 | PS-13102B-C4001 | Cu | 2 x 2 x 0,75 mm² | 24V DC | 20 | B1-JBAY-1341-X01 | JB HPH FI | Machine hall | B1-PS-13102B-B01 | PRESSURE CONTROL OIL - PUMP 2 | Machine hall |  | DSPW/SKID
20067 | B1 | PS-13103A-C4001 | Cu | 2 x 2 x 0,75 mm² | 24V DC | 20 | B1-JBAY-1341-X01 | JB HPH FI | Machine hall | B1-PS-13103A-B01 | DPRESS.CONTROL OIL FILTER - PUMP 1 | Machine hall |  | DSPW/SKID
20068 | B1 | PS-13103B-C4001 | Cu | 2 x 2 x 0,75 mm² | 24V DC | 20 | B1-JBAY-1341-X01 | JB HPH FI | Machine hall | B1-PS-13103B-B01 | DPRESS.CONTROL OIL FILTER - PUMP 2 | Machine hall |  | DSPW/SKID
20069 | B1 | PS-13105A-C4001 | Cu | 2 x 2 x 0,75 mm² | 24V DC | 20 | B1-JBAY-1341-X01 | JB HPH FI | Machine hall | B1-PS-13105A-B01 | DPRESS. CONTROL OIL FILTER 1 | Machine hall |  | DSPW/SKID
20070 | B1 | PS-13105B-C4001 | Cu | 2 x 2 x 0,75 mm² | 24V DC | 20 | B1-JBAY-1341-X01 | JB HPH FI | Machine hall | B1-PS-13105B-B01 | DPRESS.CONTROL OIL FILTER 2 | Machine hall |  | DSPW/SKID
20071 | B1 | PS-13106-C4001 | Cu | 2 x 2 x 0,75 mm² | 24V DC | 20 | B1-JBAY-1341-X01 | JB HPH FI | Machine hall | B1-PS-13106-B01 | PRESSURE CONTROL OIL IN FILRATION CIRCUIT | Machine hall |  | DSPW/SKID
20072 | B1 | PS-13108A-C4001 | Cu | 2 x 2 x 0,75 mm² | 24V DC | 20 | B1-JBAY-1341-X01 | JB HPH FI | Machine hall | B1-PS-13108A-B01 | PRESSURE 1 TRIPPING OIL | Machine hall |  | DSPW/SKID
20073 | B1 | PS-13108B-C4001 | Cu | 2 x 2 x 0,75 mm² | 24V DC | 20 | B1-JBAY-1341-X01 | JB HPH FI | Machine hall | B1-PS-13108B-B01 | PRESSURE 2 TRIPPING OIL | Machine hall |  | DSPW/SKID
20074 | B1 | PS-13108C-C4001 | Cu | 2 x 2 x 0,75 mm² | 24V DC | 20 | B1-JBAY-1341-X01 | JB HPH FI | Machine hall | B1-PS-13108C-B01 | PRESSURE 3 TRIPPING OIL | Machine hall |  | DSPW/SKID
20075 | B1 | PS-13109A-C4001 | Cu | 2 x 2 x 0,75 mm² | 24V DC | 20 | B1-JBAY-1341-X01 | JB HPH FI | Machine hall | B1-PS-13109A-B01 | PRESSURE CONTROL OIL TRIPPING SYSTEM 1 | Machine hall |  | DSPW/SKID
20076 | B1 | PS-13109B-C4001 | Cu | 2 x 2 x 0,75 mm² | 24V DC | 20 | B1-JBAY-1341-X01 | JB HPH FI | Machine hall | B1-PS-13109B-B01 | PRESSURE CONTROL OIL TRIPPING SYSTEM 2 | Machine hall |  | DSPW/SKID
20077 | B1 | PS-13109C-C4001 | Cu | 2 x 2 x 0,75 mm² | 24V DC | 20 | B1-JBAY-1341-X01 | JB HPH FI | Machine hall | B1-PS-13109C-B01 | PRESSURE CONTROL OIL TRIPPING SYSTEM 3 | Machine hall |  | DSPW/SKID
20078 | B1 | PS-13110-C4001 | Cu | 2 x 2 x 0,75 mm² | 24V DC | 20 | B1-JBAY-1341-X01 | JB HPH FI | Machine hall | B1-PS-13110-B01 | DPRESS.CONTROL OIL FILTER 1 | Machine hall |  | DSPW/SKID
20079 | B1 | PS-13211-I6001 | Cu | 2 x 3 x 1.5 mm² | 4-20mA | 20 | B1JBA-1309-TB2 | Junction box IOS | Machine hall | B1-PS-13211-B01 | PRESS. LUBE OIL EOP DISCHARGE | Machine hall |  | DSPW/SKID
20080 | B1 | PSH-13213-I6001 | Cu | 2 x 3 x 1.5 mm² | 4-20mA | 20 | B1JBA-1309-TB2 | Junction box IOS | Machine hall | B1-PSH-13213-B01 | DPRESS.LUBE OIL FILTER 75% | Machine hall |  | DSPW/SKID
20081 | B1 | PSH-13214-I6001 | Cu | 2 x 3 x 1.5 mm² | 4-20mA | 20 | B1JBA-1309-TB2 | Junction box IOS | Machine hall | B1-PSH-13214-B01 | DPRESS.LUBE OIL FILTER 100% | Machine hall |  | DSPW/SKID
20082 | B1 | PSH-13224-I6001 | Cu | 2 x 3 x 1.5 mm² | 4-20mA | 20 | B1JBA-1309-TB2 | Junction box IOS | Machine hall | B1-PSH-13224-B01 | DIFF.PRESS.JACKING OIL FILTER DICH.JOP | Machine hall |  | DSPW/SKID
20083 | B1 | PT-13101-M4001 | Cu | 2 x 2 x 0.75 mm² | 4-20mA | 20 | B1-JBAY-1341-X01 | JB HPH FI | Machine hall | B1-PT-13101-B01 | PRESSURE CONTROL OIL | Machine hall |  | DSPW/SKID
20084 | B1 | SE-13301A-I6001 | Part of sensor | 3 x 0,33 mm² | 4-20mA | 20 | B1-SE-13301A-B01 | SPEED 1 HP TURBINE - TCS/TPS | Machine hall | B1-SE-13301A HAN 6B | SPEED 1 HP TURBINE - TCS/TPS | Machine hall |  | DSPW/SUPP.FI
20085 | B1 | SE-13301B-I6001 | Part of sensor | 3 x 0,33 mm² | 4-20mA | 20 | B1-SE-13301B-B01 | SPEED 2 HP TURBINE - TCS/TPS | Machine hall | B1-SE-13301B HAN 6B | SPEED 2 HP TURBINE - TCS/TPS | Machine hall |  | DSPW/SUPP.FI
20086 | B1 | SE-13301C-I6001 | Part of sensor | 3 x 0,33 mm² | 4-20mA | 20 | B1-SE-13301C-B01 | SPEED 3 HP TURBINE - TCS/TPS | Machine hall | B1-SE-13301C HAN 6B | SPEED 3 HP TURBINE - TCS/TPS | Machine hall |  | DSPW/SUPP.FI
20087 | B1 | SKD-13101-PYV01A-C4001 | Cu | 3 x 1.5 mm² | 24V DC | 20 | B1-JBAY-1341-X01 | JB HPH FI | Machine hall | B1-SKD-13101-PYV01A -Y01 | TRIPPING SOLENOID 1 | Machine hall |  | DSPW/SKID
20088 | B1 | SKD-13101-PYV01B-C4001 | Cu | 3 x 1.5 mm² | 24V DC | 20 | B1-JBAY-1341-X01 | JB HPH FI | Machine hall | B1-SKD-13101-PYV01B -Y01 | TRIPPING SOLENOID 2 | Machine hall |  | DSPW/SKID
20089 | B1 | SKD-13101-PYV01C-C4001 | Cu | 3 x 1.5 mm² | 24V DC | 20 | B1-JBAY-1341-X01 | JB HPH FI | Machine hall | B1-SKD-13101-PYV01C -Y01 | TRIPPING SOLENOID 3 | Machine hall |  | DSPW/SKID
20090 | B1 | SKD-13102-PYV01A-C4001 | Cu | 3 x 1.5 mm² | 24V DC | 20 | B1-SKD-13102-PYV01A HAN 3A | SOL PopV TST HPSV 1 PARTL STROKE | Machine hall | B1-SKD-13102-PYV01A -Y01 | SOL PopV TST HPSV 1 PARTL STROKE | Machine hall |  | DSPW/SKID
20091 | B1 | SKD-13102-PYV01A-C4002 | Cu | 2 x 2.5 mm² | 24V DC | 100 | B1-TCS-1311-X31 | BOX TPC/OPS | Eletric room | B1-SKD-13102-PYV01A HAN 3A | SOL PopV TST HPSV 1 PARTL STROKE | Machine hall |  | DSPW/SUPP.FI
20092 | B1 | SKD-13102-PYV01B-C4001 | Cu | 3 x 1.5 mm² | 24V DC | 20 | B1-SKD-13102-PYV01B HAN 3A | SOL PopV TST HPSV 1 FULL STROKE | Machine hall | B1-SKD-13102-PYV01B -Y01 | SOL PopV TST HPSV 1 FULL STROKE | Machine hall |  | DSPW/SKID
20093 | B1 | SKD-13102-PYV01B-C4002 | Cu | 2 x 2.5 mm² | 24V DC | 100 | B1-TCS-1311-X31 | BOX TPC/OPS | Eletric room | B1-SKD-13102-PYV01B HAN 3A | SOL PopV TST HPSV 1 FULL STROKE | Machine hall |  | DSPW/SUPP.FI
20094 | B1 | SKD-13103-PYV01-C4001 | Cu | 2 x 2 x 0,75 mm² | 24V DC | 20 | B1-SKD-13103-PYV01 HAN 10A | SERVOVALVE FOR HPCV 1 | Machine hall | B1-SKD-13103-PYV01-A01 | SERVOVALVE FOR HPCV 1 | Machine hall |  | DSPW/SKID
20095 | B1 | SKD-13103-PYV02-C4001 | Cu | 3 x 1.5 mm² | 24V DC | 20 | B1-SKD-13103-PYV02 HAN 3A | SOLENOID PopV HPCV 1 | Machine hall | B1-SKD-13103-PYV02 -Y01 | SOLENOID PopV HPCV 1 | Machine hall |  | DSPW/SKID
20096 | B1 | SKD-13103-PYV02-C4002 | Cu | 2 x 2.5 mm² | 24V DC | 100 | B1-TCS-1311-X31 | BOX TPC/OPS | Eletric room | B1-SKD-13103-PYV02 HAN 3A | SOLENOID PopV HPCV 1 | Machine hall |  | DSPW/SUPP.FI
20097 | B1 | SKD-13104-PYV01A-C4001 | Cu | 3 x 1.5 mm² | 24V DC | 20 | B1-SKD-13104-PYV01A HAN 3A | SOL PopV TST HPSV 2 PARTL STROKE | Machine hall | B1-SKD-13104-PYV01A -Y01 | SOL PopV TST HPSV 2 PARTL STROKE | Machine hall |  | DSPW/SKID
20098 | B1 | SKD-13104-PYV01A-C4002 | Cu | 2 x 2.5 mm² | 24V DC | 100 | B1-TCS-1311-X31 | BOX TPC/OPS | Eletric room | B1-SKD-13104-PYV01A HAN 3A | SOL PopV TST HPSV 2 PARTL STROKE | Machine hall |  | DSPW/SUPP.FI
20099 | B1 | SKD-13104-PYV01B-C4001 | Cu | 3 x 1.5 mm² | 24V DC | 20 | B1-SKD-13104-PYV01B HAN 3A | SOL PopV TST HPSV 2 FULL STROKE | Machine hall | B1-SKD-13104-PYV01B -Y01 | SOL PopV TST HPSV 2 FULL STROKE | Machine hall |  | DSPW/SKID
20100 | B1 | SKD-13104-PYV01B-C4002 | Cu | 2 x 2.5 mm² | 24V DC | 100 | B1-TCS-1311-X31 | BOX TPC/OPS | Eletric room | B1-SKD-13104-PYV01B HAN 3A | SOL PopV TST HPSV 2 FULL STROKE | Machine hall |  | DSPW/SUPP.FI
20101 | B1 | SKD-13105-PYV01-C4001 | Cu | 2 x 2 x 0,75 mm² | 24V DC | 20 | B1-SKD-13105-PYV01 HAN 10A | SERVOVALVE FOR HPCV 2 | Machine hall | B1-SKD-13105-PYV01-A01 | SERVOVALVE FOR HPCV 2 | Machine hall |  | DSPW/SKID
20102 | B1 | SKD-13105-PYV02-C4001 | Cu | 3 x 1.5 mm² | 24V DC | 20 | B1-SKD-13105-PYV02 HAN 3A | SOLENOID PopV HPCV 2 | Machine hall | B1-SKD-13105-PYV02 -Y01 | SOLENOID PopV HPCV 2 | Machine hall |  | DSPW/SKID
20103 | B1 | SKD-13105-PYV02-C4002 | Cu | 2 x 2.5 mm² | 24V DC | 100 | B1-TCS-1311-X31 | BOX TPC/OPS | Eletric room | B1-SKD-13105-PYV02 HAN 3A | SOLENOID PopV HPCV 2 | Machine hall |  | DSPW/SUPP.FI
20104 | B1 | SKD-13106-PYV01A-C4001 | Cu | 3 x 1.5 mm² | 24V DC | 20 | B1-SKD-13106-PYV01A HAN 3A | SOL PopV TST LPSF PARTL STROKE | Machine hall | B1-SKD-13106-PYV01A -Y01 | SOL PopV TST LPSF PARTL STROKE | Machine hall |  | DSPW/SKID
20105 | B1 | SKD-13106-PYV01A-C4002 | Cu | 2 x 2.5 mm² | 24V DC | 100 | B1-TCS-1311-X31 | BOX TPC/OPS | Eletric room | B1-SKD-13106-PYV01A HAN 3A | SOL PopV TST LPSF PARTL STROKE | Machine hall |  | DSPW/SUPP.FI
20106 | B1 | SKD-13106-PYV01B-C4001 | Cu | 3 x 1.5 mm² | 24V DC | 20 | B1-SKD-13106-PYV01B HAN 3A | SOL PopV TST LPSF FULL STROKE | Machine hall | B1-SKD-13106-PYV01B -Y01 | SOL PopV TST LPSF FULL STROKE | Machine hall |  | DSPW/SKID
20107 | B1 | SKD-13106-PYV01B-C4002 | Cu | 2 x 2.5 mm² | 24V DC | 100 | B1-TCS-1311-X31 | BOX TPC/OPS | Eletric room | B1-SKD-13106-PYV01B HAN 3A | SOL PopV TST LPSF FULL STROKE | Machine hall |  | DSPW/SUPP.FI
20108 | B1 | SKD-13107-PYV01-C4001 | Cu | 2 x 2 x 0,75 mm² | 24V DC | 20 | B1-SKD-13107-PYV01 HAN 10A | SERVOVALVE FOR LPCF | Machine hall | B1-SKD-13107-PYV01-A01 | SERVOVALVE FOR LPCF | Machine hall |  | DSPW/SKID
20109 | B1 | SKD-13107-PYV02-C4001 | Cu | 3 x 1.5 mm² | 24V DC | 20 | B1-SKD-13107-PYV02 HAN 3A | SOLENOID PopV LPCF | Machine hall | B1-SKD-13107-PYV02 -Y01 | SOLENOID PopV LPCF | Machine hall |  | DSPW/SKID
20110 | B1 | SKD-13107-PYV02-C4002 | Cu | 2 x 2.5 mm² | 24V DC | 100 | B1-TCS-1311-X31 | BOX TPC/OPS | Eletric room | B1-SKD-13107-PYV02 HAN 3A | SOLENOID PopV LPCF | Machine hall |  | DSPW/SUPP.FI
20111 | B1 | TCS-1301A-E8001 | Ethernet | CAT6 | 4-20mA | 30 | B1-TCS-1301A-A21 | TCS/TPS CPU and PWR cabinet | Eletric room | B1-CP-13701-P4 | BOX OF GEN.AVR, SYNCHR.AND MEAS. | Eletric room |  | DSPW/SUPP.FI
20112 | B1 | TCS-1301A-E8002 | Ethernet | CAT6 | 4-20mA | 30 | B1-TCS-1301A-A21 | TCS/TPS CPU and PWR cabinet | Eletric room | B1-CP-13501+ER-U100 | BOX OF GEN.EXCITATION | Eletric room |  | DSPW/SUPP.FI
20113 | B1 | TCS-1301A-E8003 | Ethernet | CAT6 | 4-20mA | 30 | B1-TCS-1301A-A21 | TCS/TPS CPU and PWR cabinet | Eletric room | B1-CP-13501+ER-U100 | BOX OF GEN.EXCITATION | Eletric room |  | DSPW/SUPP.FI
20114 | B1 | TCS-1301A-E8004 | Ethernet | CAT6 | 4-20mA | 30 | B1-TCS-1301A-A21 | TCS/TPS CPU and PWR cabinet | Eletric room | B1XXX-XXX | Generator monitoring | Eletric room |  | DSPW/SUPP.FI
20115 | B1 | TCS-1301A-E8005 | Ethernet | CAT6 | 4-20mA | 30 | B1-TCS-1320-A20 | TCS SERVER CABINET | Eletric room | B1-TCS-1320-A20 | TCS SERVER CABINET | Eletric room |  | DSPW/SUPP.FI
20116 | B1 | TCS-1301A-E8006 | Ethernet | CAT6 | 4-20mA | 30 | B1-TCS-1320-A20 | TCS SERVER CABINET | Eletric room |  |  | Eletric room |  | DSPW/SUPP.FI
20117 | B1 | TCS-1301A-E8007 | Ethernet | CAT6 | 4-20mA | 30 | B1-TCS-1320-A21 | TCS SERVER CABINET | Eletric room |  |  | Eletric room |  | DSPW/SUPP.FI
20118 | B1 | TCS-1301A-E8008 | Ethernet | CAT6 | 4-20mA | 30 | B1-TCS-1320-A21 | TCS SERVER CABINET | Eletric room |  |  | Eletric room |  | DSPW/SUPP.FI
20119 | B1 | TCS-1301A-E8009 | Ethernet | CAT6 | 4-20mA | 30 | B1-TCS-1320-A20 | TCS SERVER CABINET | Eletric room | B1-TCS-1301A-A21 | TCS/TPS CPU and PWR cabinet | Eletric room |  | DSPW/SUPP.FI
20120 | B1 | TCS-1301A-E8010 | Ethernet | CAT6 | 4-20mA | 30 | B1-TCS-1320-A20 | TCS SERVER CABINET | Eletric room | B1-TCS-1320-A20 | TCS SERVER CABINET | Eletric room |  | DSPW/SUPP.FI
20121 | B1 | TCS-1301A-E8011 | Ethernet | CAT6 | 4-20mA | 30 | B1-TCS-1320-A30 | TCS SERVER CABINET | Eletric room |  |  | Eletric room |  | DSPW/SUPP.FI
20122 | B1 | TCS-1301A-E8012 | Ethernet | CAT6 | 4-20mA | 30 | B1-TCS-1320-A21 | TCS SERVER CABINET | Eletric room |  |  | Eletric room |  | DSPW/SUPP.FI
20123 | B1 | TCS-1301A-E8013 | Ethernet | CAT6 | 4-20mA | 30 | B1-TCS-1320-A21 | TCS SERVER CABINET | Eletric room |  |  | Eletric room |  | DSPW/SUPP.FI
20128 | B1 | TCS-1301B-C4001 | 1- C5XFE-R /ST/ | 10 x 2 x 1.0 mm² | 24V DC | 100 | B1-TCS-1301B-XD31 | TCS I/O and marshaling cabinet | Eletric room | B1-LCV-13501-M01 | EDCV COND.MINIMAL FROM FLT TO COND. | Machine hall |  | DSPW/SUPP.FI
20129 | B1 | TCS-1301B-C4002 | 1- C5XFE-R /ST/ | 10 x 2 x 1.0 mm² | 24V DC | 100 | B1-TCS-1301B-XD31 | TCS I/O and marshaling cabinet | Eletric room | B1-MOV-13772-M01 | EDSV SPRAY.1 STG OUTLET | Machine hall |  | DSPW/SUPP.FI
20130 | B1 | TCS-1301B-C4003 | 1- C5XFE-R /ST/ | 10 x 2 x 1.0 mm² | 24V DC | 100 | B1-TCS-1301B-XD31 | TCS I/O and marshaling cabinet | Eletric room | B1-MOV-13777-M01 | EDSV SPRAY.2 STG OUTLET | Machine hall |  | DSPW/SUPP.FI
20131 | B1 | TCS-1301B-C4004 | 1- C5XFE-R /ST/ | 10 x 2 x 1.0 mm² | 24V DC | 100 | B1-TCS-1301B-XD31 | TCS I/O and marshaling cabinet | Eletric room | B1-PCV-13531-M01 | EDCV SPRAY.FLT | Machine hall |  | DSPW/SUPP.FI
20132 | B1 | TCS-1301B-C4005 | 1- C5XFE-R /ST/ | 10 x 2 x 1.0 mm² | 24V DC | 100 | B1-TCS-1301B-XD31 | TCS I/O and marshaling cabinet | Eletric room | B1-PCV-13601-M01 | EDCV INNER GLD.STEAM | Machine hall |  | DSPW/SUPP.FI
20133 | B1 | TCS-1301B-C4006 | 1- C5XFE-R /ST/ | 10 x 2 x 1.0 mm² | 24V DC | 100 | B1-TCS-1301B-XD31 | TCS I/O and marshaling cabinet | Eletric room | B1-PCV-13651-M01 | EDCV REAR GLAND TO FLT | Machine hall |  | DSPW/SUPP.FI
20134 | B1 | TCS-1301B-C4007 | 1- C5XFE-R /ST/ | 10 x 2 x 1.0 mm² | 24V DC | 100 | B1-TCS-1301B-XD31 | TCS I/O and marshaling cabinet | Eletric room | B1-PCV-13659-M01 | EDCV SEALING GLAND | Machine hall |  | DSPW/SUPP.FI
20135 | B1 | TCS-1301B-C4008 | 1- C5XFE-R /ST/ | 10 x 2 x 1.0 mm² | 24V DC | 200 | B1-TCS-1301B-XD71 | TCS I/O and marshaling cabinet | Eletric room | B1JBAY-1301-X03 | Junction box FI | Machine hall |  | DSPW/SUPP.FI
20136 | B1 | TCS-1301B-C4009 | 1- C5XFE-R /ST/ | 10 x 2 x 1.0 mm² | 24V DC | 200 | B1-TCS-1301B-XD71 | TCS I/O and marshaling cabinet | Eletric room | B1JBAY-1301-X03 | Junction box FI | Machine hall |  | DSPW/SUPP.FI
20137 | B1 | TCS-1301B-C4010 | 1- C5XFE-R /ST/ | 2 x 2 x 1.0 mm² | 24V DC | 100 | B1-TCS-1301B-XA65 | TCS I/O and marshaling cabinet | Eletric room | B1-ZT-13131A HAN 10A | POSITION 1 HP CONTROL VALVE 1 | Machine hall |  | DSPW/SUPP.FI
20138 | B1 | TCS-1301B-C4011 | 1- C5XFE-R /ST/ | 2 x 2 x 1.0 mm² | 24V DC | 100 | B1-TCS-1301B-XA65 | TCS I/O and marshaling cabinet | Eletric room | B1-ZT-13151A HAN 10A | POSITION 1 HP CONTROL VALVE 2 | Machine hall |  | DSPW/SUPP.FI
20139 | B1 | TCS-1301B-C4012 | 1- C5XFE-R /ST/ | 2 x 2 x 1.0 mm² | 24V DC | 100 | B1-TCS-1301B-XA65 | TCS I/O and marshaling cabinet | Eletric room | B1-ZT-13171A HAN 10A | POSITION 1 LP CONTROL FLAP | Machine hall |  | DSPW/SUPP.FI
20140 | B1 | TCS-1301B-C4013 | 1- C5XFE-R /ST/ | 2 x 2 x 1.0 mm² | 24V DC | 100 | B1-TCS-1301B-XA65 | TCS I/O and marshaling cabinet | Eletric room | B1-ZT-13131B HAN 10A | POSITION 2 HP CONTROL VALVE 1 | Machine hall |  | DSPW/SUPP.FI
20141 | B1 | TCS-1301B-C4014 | 1- C5XFE-R /ST/ | 2 x 2 x 1.0 mm² | 24V DC | 100 | B1-TCS-1301B-XA65 | TCS I/O and marshaling cabinet | Eletric room | B1-ZT-13151B HAN 10A | POSITION 2 HP CONTROL VALVE 2 | Machine hall |  | DSPW/SUPP.FI
20142 | B1 | TCS-1301B-C4015 | 1- C5XFE-R /ST/ | 2 x 2 x 1.0 mm² | 24V DC | 100 | B1-TCS-1301B-XA65 | TCS I/O and marshaling cabinet | Eletric room | B1-ZT-13171B HAN 10A | POSITION 2 LP CONTROL FLAP | Machine hall |  | DSPW/SUPP.FI
20143 | B1 | TCS-1301B-C4016 | 1- C5XFE-R /ST/ | 2 x 2 x 1.0 mm² | 24V DC | 100 | B1-TCS-1301B-XA64 | TCS I/O and marshaling cabinet | Eletric room | B1-SKD-13103-PYV01 HAN 10A | SERVOVALVE FOR HPCV 1 | Machine hall |  | DSPW/SUPP.FI
20144 | B1 | TCS-1301B-C4017 | 1- C5XFE-R /ST/ | 2 x 2 x 1.0 mm² | 24V DC | 100 | B1-TCS-1301B-XA64 | TCS I/O and marshaling cabinet | Eletric room | B1-SKD-13105-PYV01 HAN 10A | SERVOVALVE FOR HPCV 2 | Machine hall |  | DSPW/SUPP.FI
20145 | B1 | TCS-1301B-C4018 | 1- C5XFE-R /ST/ | 2 x 2 x 1.0 mm² | 24V DC | 100 | B1-TCS-1301B-XA64 | TCS I/O and marshaling cabinet | Eletric room | B1-SKD-13107-PYV01 HAN 10A | SERVOVALVE FOR LPCF | Machine hall |  | DSPW/SUPP.FI
20146 | B1 | TCS-1301B-C4019 | 1- C5XFE-R /ST/ | 10 x 2 x 1.0 mm² | 24V DC | 30 | B1-TCS-1301B-XD11 | TCS I/O and marshaling cabinet | Eletric room | B1-TCS-1311-X32 | BOX TPC/OPS | Eletric room |  | DSPW/SUPP.FI
20147 | B1 | TCS-1301B-C4020 | 1- C5XFE-R /ST/ | 2 x 2 x 1.0 mm² | 24V DC | 30 | B1-TCS-1301B-XD41 | TCS I/O and marshaling cabinet | Eletric room | B1-TCS-1321-X93 | BOX OF VMS | Eletric room |  | DSPW/SUPP.FI
20148 | B1 | TCS-1301B-C4021 | 1- C5XFE-R /ST/ | 10 x 2 x 1.0 mm² | 24V DC | 30 | B1-TCS-1301B-XD21 | TCS I/O and marshaling cabinet | Eletric room | DCS | DCS | Eletric room |  | DSPW/SUPP.FI
20149 | B1 | TCS-1301B-C4022 | 1- C5XFE-R /ST/ | 10 x 2 x 1.0 mm² | 24V DC | 30 | B1-TCS-1301B-XD21 | TCS I/O and marshaling cabinet | Eletric room | DCS | DCS | Eletric room |  | DSPW/SUPP.FI
20150 | B1 | TCS-1301B-C4023 | 1- C5XFE-R /ST/ | 10 x 2 x 1.0 mm² | 24V DC | 30 | B1-TCS-1301B-XD22 | TCS I/O and marshaling cabinet | Eletric room | DCS | DCS | Eletric room |  | DSPW/SUPP.FI
20151 | B1 | TCS-1301B-C4024 | 1- C5XFE-R /ST/ | 10 x 2 x 1.0 mm² | 24V DC | 30 | B1-TCS-1301B-XD22 | TCS I/O and marshaling cabinet | Eletric room | DCS | DCS | Eletric room |  | DSPW/SUPP.FI
20152 | B1 | TCS-1301B-C4040 | Cu | 2 x 2.5 mm² | 24V DC | 100 | B1-TCS-1301B-XD34 | TCS I/O and marshaling cabinet | Eletric room | B1-XV-13604 X42 | EADSF GLAND TO TG | Machine hall |  | DSPW/SUPP.FI
20153 | B1 | TCS-1301B-C4041 | Cu | 2 x 2.5 mm² | 24V DC | 100 | B1-TCS-1301B-XD34 | TCS I/O and marshaling cabinet | Eletric room | B1-XV-13609 X42 | EADSF GLAND TO FLT | Machine hall |  | DSPW/SUPP.FI
20154 | B1 | TCS-1301B-C4042 | Cu | 2 x 2.5 mm² | 24V DC | 100 | B1-TCS-1301B-XD34 | TCS I/O and marshaling cabinet | Eletric room | B1-XV-13784 X42 | EADSV SPRAY FLT. | Machine hall |  | DSPW/SUPP.FI
20155 | B1 | TCS-1301B-C4043 | Cu | 2 x 2.5 mm² | 24V DC | 100 | B1-TCS-1301B-XD34 | TCS I/O and marshaling cabinet | Eletric room | B1-XV-13794 X42 | EADSV SPRAY FLT. | Machine hall |  | DSPW/SUPP.FI
20156 | B1 | TCS-1301B-C4060 | FR-CVV-AMS-I/C | 8 x 2 x 1 mm² | 24V DC | 100 | B1-TCS-1301B-XD32 | TCS I/O and marshaling cabinet | Eletric room | B1-P-13502A-MCC | MOTOR FLASH TANK PUMP 1 | Eletric room |  | CLIENT
20157 | B1 | TCS-1301B-C4061 | FR-CVV-AMS-I/C | 8 x 2 x 1 mm² | 24V DC | 100 | B1-TCS-1301B-XD32 | TCS I/O and marshaling cabinet | Eletric room | B1-P-13502B-MCC | MOTOR FLASH TANK PUMP 2 | Eletric room |  | CLIENT
20158 | B1 | TCS-1301B-C4062 | 1- C5XFE-R /ST/ | 2 x 2 x 1.0 mm² | 24V DC | 100 | B1-TCS-1301B-XD32 | TCS I/O and marshaling cabinet | Eletric room | B1-LCV-13501-MCC | EDCV COND.MINIMAL FROM FLT TO COND. | Eletric room |  | CLIENT
20159 | B1 | TCS-1301B-C4063 | 1- C5XFE-R /ST/ | 2 x 2 x 1.0 mm² | 24V DC | 100 | B1-TCS-1301B-XD32 | TCS I/O and marshaling cabinet | Eletric room | B1-MOV-13772-MCC | EDSV SPRAY.1 STG OUTLET | Eletric room |  | CLIENT
20160 | B1 | TCS-1301B-C4064 | 1- C5XFE-R /ST/ | 2 x 2 x 1.0 mm² | 24V DC | 100 | B1-TCS-1301B-XD32 | TCS I/O and marshaling cabinet | Eletric room | B1-MOV-13777-MCC | EDSV SPRAY.2 STG OUTLET | Eletric room |  | CLIENT
20161 | B1 | TCS-1301B-C4065 | 1- C5XFE-R /ST/ | 2 x 2 x 1.0 mm² | 24V DC | 100 | B1-TCS-1301B-XD32 | TCS I/O and marshaling cabinet | Eletric room | B1-PCV-13531-MCC | EDCV SPRAY.FLT | Eletric room |  | CLIENT
20162 | B1 | TCS-1301B-C4066 | 1- C5XFE-R /ST/ | 2 x 2 x 1.0 mm² | 24V DC | 100 | B1-TCS-1301B-XD32 | TCS I/O and marshaling cabinet | Eletric room | B1-PCV-13601-MCC | EDCV INNER GLD.STEAM | Eletric room |  | CLIENT
20163 | B1 | TCS-1301B-C4067 | 1- C5XFE-R /ST/ | 2 x 2 x 1.0 mm² | 24V DC | 100 | B1-TCS-1301B-XD32 | TCS I/O and marshaling cabinet | Eletric room | B1-PCV-13651-MCC | EDCV REAR GLAND TO FLT | Eletric room |  | CLIENT
20164 | B1 | TCS-1301B-C4068 | 1- C5XFE-R /ST/ | 2 x 2 x 1.0 mm² | 24V DC | 100 | B1-TCS-1301B-XD32 | TCS I/O and marshaling cabinet | Eletric room | B1-PCV-13659-MCC | EDCV SEALING GLAND | Eletric room |  | CLIENT
20165 | B1 | TCS-1301B-I6001 | 1- C5XFE-R /ST/ | 10 x 2 x 1.0 mm² | 4-20mA | 200 | B1-TCS-1301B-XA10 | TCS I/O and marshaling cabinet | Eletric room | B1JBA-1305-U11 | Junction box FI | Machine hall |  | DSPW/SUPP.FI
20166 | B1 | TCS-1301B-I6002 | 1- C5XFE-R /ST/ | 5 x 2 x 1.0 mm² | 4-20mA | 200 | B1-TCS-1301B-XA10 | TCS I/O and marshaling cabinet | Eletric room | B1JBAY-1302-X01 | Junction box FI | Machine hall |  | DSPW/SUPP.FI
20167 | B1 | TCS-1301B-I6003 | 1- C5XFE-R /ST/ | 5 x 2 x 1.0 mm² | 4-20mA | 200 | B1-TCS-1301B-XA10 | TCS I/O and marshaling cabinet | Eletric room | B1JBAY-1302-X02 | Junction box FI | Machine hall |  | DSPW/SUPP.FI
20168 | B1 | TCS-1301B-I6004 | 1- C5XFE-R /ST/ | 10 x 2 x 1.0 mm² | 4-20mA | 200 | B1-TCS-1301B-XA10 | TCS I/O and marshaling cabinet | Eletric room | B1JBAY-1302-X03 | Junction box FI | Machine hall |  | DSPW/SUPP.FI
20169 | B1 | TCS-1301B-I6005 | 1- C5XFE-R /ST/ | 10 x 2 x 1.0 mm² | 4-20mA | 100 | B1-TCS-1301B-XA10 | TCS I/O and marshaling cabinet | Eletric room | B1JBAY-1301-X01 | Junction box FI | Machine hall |  | DSPW/SUPP.FI
20170 | B1 | TCS-1301B-I6006 | 1- C5XFE-R /ST/ | 10 x 2 x 1.0 mm² | 4-20mA | 200 | B1-TCS-1301B-XA10 | TCS I/O and marshaling cabinet | Eletric room | B1JBAY-1301-X02 | Junction box FI | Machine hall |  | DSPW/SUPP.FI
20171 | B1 | TCS-1301B-I6007 | 1- C5XFE-R /ST/ | 5 x 2 x 1.0 mm² | 4-20mA | 200 | B1-TCS-1301B-XA10 | TCS I/O and marshaling cabinet | Eletric room | B1JBAY-1304-U01 | Junction box FI | Machine hall |  | DSPW/SUPP.FI
20172 | B1 | TCS-1301B-I6008 | 1- C5XFE-R /ST/ | 5 x 2 x 1.0 mm² | 4-20mA | 200 | B1-TCS-1301B-XA10 | TCS I/O and marshaling cabinet | Eletric room | B1JBAY-1304-U11 | Junction box FI | Machine hall |  | DSPW/SUPP.FI
20173 | B1 | TCS-1301B-I6009 | 1- C5XFE-R /ST/ | 5 x 2 x 1.0 mm² | 4-20mA | 200 | B1-TCS-1301B-XA10 | TCS I/O and marshaling cabinet | Eletric room | B1JBAY-1304-U23 | Junction box FI | Machine hall |  | DSPW/SUPP.FI
20174 | B1 | TCS-1301B-I6010 | 1- C5XFE-R /ST/ | 5 x 2 x 1.0 mm² | 4-20mA | 30 | B1-TCS-1301B-XA10 | TCS I/O and marshaling cabinet | Eletric room | B1-TCS-1321-X34 | BOX OF VMS | Eletric room |  | DSPW/SUPP.FI
20175 | B1 | TCS-1301B-I6011 | 1- C5XFE-R /ST/ | 10 x 2 x 1.0 mm² | 4-20mA | 30 | B1-TCS-1301B-XA20 | TCS I/O and marshaling cabinet | Eletric room | DCS | DCS | Eletric room |  | DSPW/SUPP.FI
20176 | B1 | TCS-1301B-I6012 | 1- C5XFE-R /ST/ | 10 x 2 x 1.0 mm² | 4-20mA | 30 | B1-TCS-1301B-XA20 | TCS I/O and marshaling cabinet | Eletric room | DCS | DCS | Eletric room |  | DSPW/SUPP.FI
20177 | B1 | TCS-1301B-I6013 | 1- C5XFE-R /ST/ | 2 x 2 x 1.0 mm² | 4-20mA | 100 | B1-TCS-1301B-XD81 | TCS I/O and marshaling cabinet | Eletric room | B1-SE-13301A HAN 6B | SPEED 1 HP TURBINE - TCS/TPS | Machine hall |  | DSPW/SUPP.FI
20178 | B1 | TCS-1301B-I6014 | 1- C5XFE-R /ST/ | 2 x 2 x 1.0 mm² | 4-20mA | 100 | B1-TCS-1301B-XD81 | TCS I/O and marshaling cabinet | Eletric room | B1-SE-13301B HAN 6B | SPEED 2 HP TURBINE - TCS/TPS | Machine hall |  | DSPW/SUPP.FI
20179 | B1 | TCS-1301B-I6015 | 1- C5XFE-R /ST/ | 2 x 2 x 1.0 mm² | 4-20mA | 100 | B1-TCS-1301B-XD81 | TCS I/O and marshaling cabinet | Eletric room | B1-SE-13301C HAN 6B | SPEED 3 HP TURBINE - TCS/TPS | Machine hall |  | DSPW/SUPP.FI
20180 | B1 | TCS-1301C-C4001 | 1- C5XFE-R /ST/ | 10 x 2 x 1.0 mm² | 24V DC | 100 | B1-TCS-1301C-XD31 | TPS I/O and marshaling cabinet | Eletric room | B1-MOV-13405-M01 | EDSV DRAIN L1 | Machine hall |  | DSPW/SUPP.FI
20181 | B1 | TCS-1301C-C4002 | 1- C5XFE-R /ST/ | 10 x 2 x 1.0 mm² | 24V DC | 100 | B1-TCS-1301C-XD31 | TPS I/O and marshaling cabinet | Eletric room | B1-MOV-13409-M01 | EDSV DRAIN L2 | Machine hall |  | DSPW/SUPP.FI
20182 | B1 | TCS-1301C-C4003 | 1- C5XFE-R /ST/ | 10 x 2 x 1.0 mm² | 24V DC | 100 | B1-TCS-1301C-XD31 | TPS I/O and marshaling cabinet | Eletric room | B1-MOV-13561-M01 | EDSV DRAIN T2 | Machine hall |  | DSPW/SUPP.FI
20183 | B1 | TCS-1301C-C4004 | 1- C5XFE-R /ST/ | 10 x 2 x 1.0 mm² | 24V DC | 100 | B1-TCS-1301C-XD31 | TPS I/O and marshaling cabinet | Eletric room | B1-MOV-13564-M01 | EDSV DRAIN T3 | Machine hall |  | DSPW/SUPP.FI
20184 | B1 | TCS-1301C-C4005 | 1- C5XFE-R /ST/ | 10 x 2 x 1.0 mm² | 24V DC | 100 | B1-TCS-1301C-XD31 | TPS I/O and marshaling cabinet | Eletric room | B1-MOV-13565-M01 | EDSV DRAIN T5 | Machine hall |  | DSPW/SUPP.FI
20185 | B1 | TCS-1301C-C4006 | 1- C5XFE-R /ST/ | 10 x 2 x 1.0 mm² | 24V DC | 100 | B1-TCS-1301C-XD31 | TPS I/O and marshaling cabinet | Eletric room | B1-MOV-13566-M01 | EDSV DRAIN T1 | Machine hall |  | DSPW/SUPP.FI
20186 | B1 | TCS-1301C-C4007 | 1- C5XFE-R /ST/ | 10 x 2 x 1.0 mm² | 24V DC | 100 | B1-TCS-1301C-XD31 | TPS I/O and marshaling cabinet | Eletric room | B1-MOV-13607-M01 | EDSV DRAIN G1 | Machine hall |  | DSPW/SUPP.FI
20187 | B1 | TCS-1301C-C4008 | 1- C5XFE-R /ST/ | 10 x 2 x 1.0 mm² | 24V DC | 200 | B1-TCS-1301C-XD31 | TPS I/O and marshaling cabinet | Eletric room | B1JBA-1309-TB3 | Junction box IOS | Machine hall |  | DSPW/SUPP.FI
20188 | B1 | TCS-1301C-C4009 | 1- C5XFE-R /ST/ | 10 x 2 x 1.0 mm² | 24V DC | 200 | B1-TCS-1301C-XD31 | TPS I/O and marshaling cabinet | Eletric room | B1JBA-1309-TB3 | Junction box IOS | Machine hall |  | DSPW/SUPP.FI
20189 | B1 | TCS-1301C-C4010 | 1- C5XFE-R /ST/ | 5 x 2 x 1.0 mm² | 24V DC | 200 | B1-TCS-1301C-XD71 | TPS I/O and marshaling cabinet | Eletric room | B1JBAY-1301-X03 | Junction box FI | Machine hall |  | DSPW/SUPP.FI
20190 | B1 | TCS-1301C-C4011 | 1- C5XFE-R /ST/ | 5 x 2 x 1.0 mm² | 24V DC | 100 | B1-TCS-1301C-XD53 | TPS I/O and marshaling cabinet | Eletric room | B1-ZHS-13121 HAN 16A | POSITION HP STOP VALVE 1 | Machine hall |  | DSPW/SUPP.FI
20191 | B1 | TCS-1301C-C4012 | 1- C5XFE-R /ST/ | 5 x 2 x 1.0 mm² | 24V DC | 100 | B1-TCS-1301C-XD53 | TPS I/O and marshaling cabinet | Eletric room | B1-ZHS-13141 HAN 16A | POSITION HP STOP VALVE 2 | Machine hall |  | DSPW/SUPP.FI
20192 | B1 | TCS-1301C-C4013 | 1- C5XFE-R /ST/ | 5 x 2 x 1.0 mm² | 24V DC | 100 | B1-TCS-1301C-XD53 | TPS I/O and marshaling cabinet | Eletric room | B1-ZHS-13161 HAN 16A | POSITION LP STOP FLAP | Machine hall |  | DSPW/SUPP.FI
20193 | B1 | TCS-1301C-C4014 | 1- C5XFE-R /ST/ | 2 x 2 x 1.0 mm² | 24V DC | 100 | B1-TCS-1301C-XA65 | TPS I/O and marshaling cabinet | Eletric room | B1-ZT-13121 HAN 10A | POSITION HP STOP VALVE 1 | Machine hall |  | DSPW/SUPP.FI
20194 | B1 | TCS-1301C-C4015 | 1- C5XFE-R /ST/ | 2 x 2 x 1.0 mm² | 24V DC | 100 | B1-TCS-1301C-XA65 | TPS I/O and marshaling cabinet | Eletric room | B1-ZT-13141 HAN 10A | POSITION HP STOP VALVE 2 | Machine hall |  | DSPW/SUPP.FI
20195 | B1 | TCS-1301C-C4016 | 1- C5XFE-R /ST/ | 2 x 2 x 1.0 mm² | 24V DC | 100 | B1-TCS-1301C-XA65 | TPS I/O and marshaling cabinet | Eletric room | B1-ZT-13161 HAN 10A | POSITION LP STOP FLAP | Machine hall |  | DSPW/SUPP.FI
20196 | B1 | TCS-1301C-C4017 | 1- C5XFE-R /ST/ | 2 x 2 x 1.0 mm² | 24V DC | 30 | B1-TCS-1301C-XD21 | TPS I/O and marshaling cabinet | Eletric room | B1-TCS-1311-X22 | BOX TPC/OPS | Eletric room |  | DSPW/SUPP.FI
20197 | B1 | TCS-1301C-C4018 | 1- C5XFE-R /ST/ | 2 x 2 x 1.0 mm² | 24V DC | 30 | B1-TCS-1301C-XD21 | TPS I/O and marshaling cabinet | Eletric room | B1-TCS-1311-X22 | BOX TPC/OPS | Eletric room |  | DSPW/SUPP.FI
20198 | B1 | TCS-1301C-C4019 | 1- C5XFE-R /ST/ | 2 x 2 x 1.0 mm² | 24V DC | 30 | B1-TCS-1301C-XD21 | TPS I/O and marshaling cabinet | Eletric room | B1-TCS-1311-X22 | BOX TPC/OPS | Eletric room |  | DSPW/SUPP.FI
20199 | B1 | TCS-1301C-C4020 | 1- C5XFE-R /ST/ | 10 x 2 x 1.0 mm² | 24V DC | 30 | B1-TCS-1301C-XD11 | TPS I/O and marshaling cabinet | Eletric room | B1-TCS-1311-X32 | BOX TPC/OPS | Eletric room |  | DSPW/SUPP.FI
20200 | B1 | TCS-1301C-C4021 | 1- C5XFE-R /ST/ | 5 x 2 x 1.0 mm² | 24V DC | 30 | B1-TCS-1301C-XD11 | TPS I/O and marshaling cabinet | Eletric room | B1-TCS-1311-X32 | BOX TPC/OPS | Eletric room |  | DSPW/SUPP.FI
20201 | B1 | TCS-1301C-C4022 | 1- C5XFE-R /ST/ | 5 x 2 x 1.0 mm² | 24V DC | 30 | B1-TCS-1301C-XD52 | TPS I/O and marshaling cabinet | Eletric room | B1-TCS-1311-X15 | BOX TPC/OPS | Eletric room |  | DSPW/SUPP.FI
20202 | B1 | TCS-1301C-C4023 | 1- C5XFE-R /ST/ | 5 x 2 x 1.0 mm² | 24V DC | 30 | B1-TCS-1301C-XD52 | TPS I/O and marshaling cabinet | Eletric room | B1-TCS-1311-X15 | BOX TPC/OPS | Eletric room |  | DSPW/SUPP.FI
20203 | B1 | TCS-1301C-C4024 | 1- C5XFE-R /ST/ | 5 x 2 x 1.0 mm² | 24V DC | 30 | B1-TCS-1301C-XD52 | TPS I/O and marshaling cabinet | Eletric room | B1-TCS-1311-X15 | BOX TPC/OPS | Eletric room |  | DSPW/SUPP.FI
20204 | B1 | TCS-1301C-C4025 | 1- C5XFE-R /ST/ | 2 x 2 x 1.0 mm² | 24V DC | 30 | B1-TCS-1301C-XD42 | TPS I/O and marshaling cabinet | Eletric room | B1-TCS-1311-X16 | BOX TPC/OPS | Eletric room |  | DSPW/SUPP.FI
20205 | B1 | TCS-1301C-C4026 | 1- C5XFE-R /ST/ | 2 x 2 x 1.0 mm² | 24V DC | 30 | B1-TCS-1301C-XD42 | TPS I/O and marshaling cabinet | Eletric room | B1-TCS-1311-X16 | BOX TPC/OPS | Eletric room |  | DSPW/SUPP.FI
20206 | B1 | TCS-1301C-C4027 | 1- C5XFE-R /ST/ | 2 x 2 x 1.0 mm² | 24V DC | 30 | B1-TCS-1301C-XD42 | TPS I/O and marshaling cabinet | Eletric room | B1-TCS-1311-X16 | BOX TPC/OPS | Eletric room |  | DSPW/SUPP.FI
20207 | B1 | TCS-1301C-C4028 | 1- C5XFE-R /ST/ | 10 x 2 x 1.0 mm² | 24V DC | 30 | B1-TCS-1301C-XD42 | TPS I/O and marshaling cabinet | Eletric room | DCS | DCS | Eletric room |  | DSPW/SUPP.FI
20208 | B1 | TCS-1301C-C4029 | 1- C5XFE-R /ST/ | 10 x 2 x 1.0 mm² | 24V DC | 30 | B1-TCS-1301C-XD42 | TPS I/O and marshaling cabinet | Eletric room | B1-TCS-1311-X23 | BOX TPC/OPS | Eletric room |  | DSPW/SUPP.FI
20209 | B1 | TCS-1301C-C4030 | 1- C5XFE-R /ST/ | 2 x 2 x 1.0 mm² | 24V DC | 30 | B1-TCS-1301C-XD41 | TPS I/O and marshaling cabinet | Eletric room | B1-TCS-1321-X92 | BOX OF VMS | Eletric room |  | DSPW/SUPP.FI
20210 | B1 | TCS-1301C-C4031 | 1- C5XFE-R /ST/ | 2 x 2 x 1.0 mm² | 24V DC | 30 | B1-TCS-1301C-XD41 | TPS I/O and marshaling cabinet | Eletric room | B1-TCS-1321-X92 | BOX OF VMS | Eletric room |  | DSPW/SUPP.FI
20211 | B1 | TCS-1301C-C4032 | 1- C5XFE-R /ST/ | 5 x 2 x 1.0 mm² | 24V DC | 30 | B1-TCS-1301C-XD41 | TPS I/O and marshaling cabinet | Eletric room | B1-TCS-1321-X92 | BOX OF VMS | Eletric room |  | DSPW/SUPP.FI
20212 | B1 | TCS-1301C-C4033 | 1- C5XFE-R /ST/ | 10 x 2 x 1.0 mm² | 24V DC | 30 | B1-TCS-1301C-XD41 | TPS I/O and marshaling cabinet | Eletric room | B1-GEM-13001-CB01-SYS | PD monitoring | Eletric room |  | DSPW/SUPP.FI
20213 | B1 | TCS-1301C-C4034 | 1- C5XFE-R /ST/ | 5 x 2 x 1.0 mm² | 24V DC | 30 | B1-TCS-1301C-XD32 | TPS I/O and marshaling cabinet | Eletric room | B1-VSD-13701-PLC01-MCC | MODULE SSTG | Eletric room |  | DSPW/SUPP.FI
20214 | B1 | TCS-1301C-C4035 | 1- C5XFE-R /ST/ | 5 x 2 x 1.0 mm² | 24V DC | 30 | B1-TCS-1301C-XD51 | TPS I/O and marshaling cabinet | Eletric room | DCS | DCS | Eletric room |  | DSPW/SUPP.FI
20215 | B1 | TCS-1301C-C4036 | 1- C5XFE-R /ST/ | 5 x 2 x 1.0 mm² | 24V DC | 30 | B1-TCS-1301C-XD51 | TPS I/O and marshaling cabinet | Eletric room | DCS | DCS | Eletric room |  | DSPW/SUPP.FI
20216 | B1 | TCS-1301C-C4037 | 1- C5XFE-R /ST/ | 5 x 2 x 1.0 mm² | 24V DC | 30 | B1-TCS-1301C-XD51 | TPS I/O and marshaling cabinet | Eletric room | DCS | DCS | Eletric room |  | DSPW/SUPP.FI
20217 | B1 | TCS-1301C-C4040 | Cu | 2 x 2.5 mm² | 24V DC | 100 | B1-TCS-1301C-XD34 | TPS I/O and marshaling cabinet | Eletric room | B1-XV-13653 X42 | EADSV DRAIN G2 | Machine hall |  | DSPW/SUPP.FI
20218 | B1 | TCS-1301C-C4060 | FR-CVV-AMS-I/C | 8 x 2 x 1 mm² | 24V DC | 100 | B1-TCS-1301C-XD32 | TPS I/O and marshaling cabinet | Eletric room | B1-GE-13001-EH01-MCC | GENERATOR HEATERS | Eletric room |  | CLIENT
20219 | B1 | TCS-1301C-C4061 | FR-CVV-AMS-I/C | 8 x 2 x 1 mm² | 24V DC | 100 | B1-TCS-1301C-XD32 | TPS I/O and marshaling cabinet | Eletric room | B1-SKD-13101-P01A-MCC | MOTOR CONTROL OIL PUMP 1 | Eletric room |  | CLIENT
20220 | B1 | TCS-1301C-C4062 | FR-CVV-AMS-I/C | 8 x 2 x 1 mm² | 24V DC | 100 | B1-TCS-1301C-XD32 | TPS I/O and marshaling cabinet | Eletric room | B1-SKD-13101-P01B-MCC | MOTOR CONTROL OIL PUMP 2 | Eletric room |  | CLIENT
20221 | B1 | TCS-1301C-C4063 | FR-CVV-AMS-I/C | 8 x 2 x 1 mm² | 24V DC | 100 | B1-TCS-1301C-XD32 | TPS I/O and marshaling cabinet | Eletric room | B1-SKD-13101-P03-MCC | MOTOR WATR.SEPARATION | Eletric room |  | CLIENT
20222 | B1 | TCS-1301C-C4064 | FR-CVV-AMS-I/C | 8 x 2 x 1 mm² | 24V DC | 100 | B1-TCS-1301C-XD32 | TPS I/O and marshaling cabinet | Eletric room | B1-SKD-13201-DR80A-MCC | MOTOR EXHAUS.FAN 1 | Eletric room |  | CLIENT
20223 | B1 | TCS-1301C-C4065 | FR-CVV-AMS-I/C | 8 x 2 x 1 mm² | 24V DC | 100 | B1-TCS-1301C-XD32 | TPS I/O and marshaling cabinet | Eletric room | B1-SKD-13201-DR80B-MCC | MOTOR EXHAUS.FAN 2 | Eletric room |  | CLIENT
20224 | B1 | TCS-1301C-C4066 | FR-CVV-AMS-I/C | 8 x 2 x 1 mm² | 24V DC | 100 | B1-TCS-1301C-XD32 | TPS I/O and marshaling cabinet | Eletric room | B1-SKD-13201-H71-MCC | HEATER MOT 1 | Eletric room |  | CLIENT
20225 | B1 | TCS-1301C-C4067 | FR-CVV-AMS-I/C | 8 x 2 x 1 mm² | 24V DC | 100 | B1-TCS-1301C-XD32 | TPS I/O and marshaling cabinet | Eletric room | B1-SKD-13201-H72-MCC | HEATER MOT 2 | Eletric room |  | CLIENT
20226 | B1 | TCS-1301C-C4068 | FR-CVV-AMS-I/C | 8 x 2 x 1 mm² | 24V DC | 100 | B1-TCS-1301C-XD32 | TPS I/O and marshaling cabinet | Eletric room | B1-SKD-13201-P73A-MCC | MOTOR MOP 1 | Eletric room |  | CLIENT
20227 | B1 | TCS-1301C-C4069 | FR-CVV-AMS-I/C | 8 x 2 x 1 mm² | 24V DC | 100 | B1-TCS-1301C-XD32 | TPS I/O and marshaling cabinet | Eletric room | B1-SKD-13201-P73B-MCC | MOTOR MOP 2 | Eletric room |  | CLIENT
20228 | B1 | TCS-1301C-C4070 | FR-CVV-AMS-I/C | 8 x 2 x 1 mm² | 24V DC | 100 | B1-TCS-1301C-XD32 | TPS I/O and marshaling cabinet | Eletric room | B1-SKD-13201-P78A-MCC | MOTOR JACK.OIL PUMP 1 | Eletric room |  | CLIENT
20229 | B1 | TCS-1301C-C4071 | FR-CVV-AMS-I/C | 8 x 2 x 1 mm² | 24V DC | 100 | B1-TCS-1301C-XD32 | TPS I/O and marshaling cabinet | Eletric room | B1-SKD-13201-P78B-MCC | MOTOR JACK.OIL PUMP 2 | Eletric room |  | CLIENT
20230 | B1 | TCS-1301C-C4072 | FR-CVV-AMS-I/C | 8 x 2 x 1 mm² | 24V DC | 100 | B1-TCS-1301C-XD32 | TPS I/O and marshaling cabinet | Eletric room | B1-SKD-13921-DR02A-MCC | MOTOR OF VAC.PUMPS 1 | Eletric room |  | CLIENT
20231 | B1 | TCS-1301C-C4073 | FR-CVV-AMS-I/C | 8 x 2 x 1 mm² | 24V DC | 100 | B1-TCS-1301C-XD32 | TPS I/O and marshaling cabinet | Eletric room | B1-SKD-13921-DR02B-MCC | MOTOR OF VAC.PUMPS 2 | Eletric room |  | CLIENT
20232 | B1 | TCS-1301C-C4074 | 1- C5XFE-R /ST/ | 2 x 2 x 1.0 mm² | 24V DC | 100 | B1-TCS-1301C-XD32 | TPS I/O and marshaling cabinet | Eletric room | B1-MOV-13405-MCC | EDSV DRAIN L1 | Eletric room |  | CLIENT
20233 | B1 | TCS-1301C-C4075 | 1- C5XFE-R /ST/ | 2 x 2 x 1.0 mm² | 24V DC | 100 | B1-TCS-1301C-XD32 | TPS I/O and marshaling cabinet | Eletric room | B1-MOV-13409-MCC | EDSV DRAIN L2 | Eletric room |  | CLIENT
20234 | B1 | TCS-1301C-C4076 | 1- C5XFE-R /ST/ | 2 x 2 x 1.0 mm² | 24V DC | 100 | B1-TCS-1301C-XD32 | TPS I/O and marshaling cabinet | Eletric room | B1-MOV-13561-MCC | EDSV DRAIN T2 | Eletric room |  | CLIENT
20235 | B1 | TCS-1301C-C4077 | 1- C5XFE-R /ST/ | 2 x 2 x 1.0 mm² | 24V DC | 100 | B1-TCS-1301C-XD32 | TPS I/O and marshaling cabinet | Eletric room | B1-MOV-13564-MCC | EDSV DRAIN T3 | Eletric room |  | CLIENT
20236 | B1 | TCS-1301C-C4078 | 1- C5XFE-R /ST/ | 2 x 2 x 1.0 mm² | 24V DC | 100 | B1-TCS-1301C-XD32 | TPS I/O and marshaling cabinet | Eletric room | B1-MOV-13565-MCC | EDSV DRAIN T5 | Eletric room |  | CLIENT
20237 | B1 | TCS-1301C-C4079 | 1- C5XFE-R /ST/ | 2 x 2 x 1.0 mm² | 24V DC | 100 | B1-TCS-1301C-XD32 | TPS I/O and marshaling cabinet | Eletric room | B1-MOV-13566-MCC | EDSV DRAIN T1 | Eletric room |  | CLIENT
20238 | B1 | TCS-1301C-C4080 | 1- C5XFE-R /ST/ | 2 x 2 x 1.0 mm² | 24V DC | 100 | B1-TCS-1301C-XD32 | TPS I/O and marshaling cabinet | Eletric room | B1-MOV-13607-MCC | EDSV DRAIN G1 | Eletric room |  | CLIENT
20239 | B1 | TCS-1301C-C4081 | 1- C5XFE-R /ST/ | 2 x 2 x 1.0 mm² | 24V DC | 100 | B1-TCS-1301C-XD32 | TPS I/O and marshaling cabinet | Eletric room | B1-SKD-13201-MOV01-MCC | EDF DICHARGE MOP 1 | Eletric room |  | CLIENT
20240 | B1 | TCS-1301C-C4082 | 1- C5XFE-R /ST/ | 2 x 2 x 1.0 mm² | 24V DC | 100 | B1-TCS-1301C-XD32 | TPS I/O and marshaling cabinet | Eletric room | B1-SKD-13201-MOV13-MCC | EDF DICHARGE MOP 2 | Eletric room |  | CLIENT
20241 | B1 | TCS-1301C-I6001 | 1- C5XFE-R /ST/ | 10 x 2 x 1.0 mm² | 4-20mA | 100 | B1-TCS-1301C-XA10 | TPS I/O and marshaling cabinet | Eletric room | B1JBA-1309-TB1 | Junction box IOS | Machine hall |  | DSPW/SUPP.FI
20242 | B1 | TCS-1301C-I6002 | 1- C5XFE-R /ST/ | 10 x 2 x 1.0 mm² | 4-20mA | 200 | B1-TCS-1301C-XA10 | TPS I/O and marshaling cabinet | Eletric room | B1JBA-1309-TB1 | Junction box IOS | Machine hall |  | DSPW/SUPP.FI
20243 | B1 | TCS-1301C-I6003 | 1- C5XFE-R /ST/ | 10 x 2 x 1.0 mm² | 4-20mA | 100 | B1-TCS-1301C-XD71 | TPS I/O and marshaling cabinet | Eletric room | B1JBA-1309-TB2 | Junction box IOS | Machine hall |  | DSPW/SUPP.FI
20244 | B1 | TCS-1301C-I6004 | 1- C5XFE-R /ST/ | 10 x 2 x 1.0 mm² | 4-20mA | 200 | B1-TCS-1301C-XA10 | TPS I/O and marshaling cabinet | Eletric room | B1JBA-1305-U05 | Junction box FI | Machine hall |  | DSPW/SUPP.FI
20245 | B1 | TCS-1301C-I6005 | 1- C5XFE-R /ST/ | 10 x 2 x 1.0 mm² | 4-20mA | 200 | B1-TCS-1301C-XA10 | TPS I/O and marshaling cabinet | Eletric room | B1JBA-1305-U21 | Junction box FI | Machine hall |  | DSPW/SUPP.FI
20246 | B1 | TCS-1301C-I6006 | 1- C5XFE-R /ST/ | 5 x 2 x 1.0 mm² | 4-20mA | 200 | B1-TCS-1301C-XA10 | TPS I/O and marshaling cabinet | Eletric room | B1JBA-1305-U32 | Junction box FI | Machine hall |  | DSPW/SUPP.FI
20247 | B1 | TCS-1301C-I6007 | 1- C5XFE-R /ST/ | 5 x 2 x 1.0 mm² | 4-20mA | 200 | B1-TCS-1301C-XA10 | TPS I/O and marshaling cabinet | Eletric room | B1JBA-1306-X01 | Junction box FI | Machine hall |  | DSPW/SUPP.FI
20248 | B1 | TCS-1301C-I6008 | 1- C5XFE-R /ST/ | 5 x 2 x 1.0 mm² | 4-20mA | 200 | B1-TCS-1301C-XA10 | TPS I/O and marshaling cabinet | Eletric room | B1JBA-1306-X02 | Junction box FI | Machine hall |  | DSPW/SUPP.FI
20249 | B1 | TCS-1301C-I6009 | 1- C5XFE-R /ST/ | 10 x 2 x 1.0 mm² | 4-20mA | 200 | B1-TCS-1301C-XA10 | TPS I/O and marshaling cabinet | Eletric room | B1JBA-1306-X03 | Junction box FI | Machine hall |  | DSPW/SUPP.FI
20250 | B1 | TCS-1301C-I6010 | 1- C5XFE-R /ST/ | 10 x 2 x 1.0 mm² | 4-20mA | 200 | B1-TCS-1301C-XD71 | TPS I/O and marshaling cabinet | Eletric room | B1JBA-1301-X05 | Generator JB | Machine hall |  | DSPW/SUPP.FI
20251 | B1 | TCS-1301C-I6011 | 1- C5XFE-R /ST/ | 10 x 2 x 1.0 mm² | 4-20mA | 200 | B1-TCS-1301C-XA10 | TPS I/O and marshaling cabinet | Eletric room | B1JBA-1310-U06 | Junction box FI | Machine hall |  | DSPW/SUPP.FI
20252 | B1 | TCS-1301C-I6012 | 1- C5XFE-R /ST/ | 10 x 2 x 1.0 mm² | 4-20mA | 200 | B1-TCS-1301C-XA10 | TPS I/O and marshaling cabinet | Eletric room | B1JBA-1310-U17 | Junction box FI | Machine hall |  | DSPW/SUPP.FI
20253 | B1 | TCS-1301C-I6013 | 1- C5XFE-R /ST/ | 10 x 2 x 1.0 mm² | 4-20mA | 200 | B1-TCS-1301C-XA10 | TPS I/O and marshaling cabinet | Eletric room | B1JBA-1310-U29 | Junction box FI | Machine hall |  | DSPW/SUPP.FI
20254 | B1 | TCS-1301C-I6014 | 1- C5XFE-R /ST/ | 5 x 2 x 1.0 mm² | 4-20mA | 200 | B1-TCS-1301C-XA10 | TPS I/O and marshaling cabinet | Eletric room | B1JBAY-1303-U02 | Junction box FI | Machine hall |  | DSPW/SUPP.FI
20255 | B1 | TCS-1301C-I6015 | 1- C5XFE-R /ST/ | 5 x 2 x 1.0 mm² | 4-20mA | 200 | B1-TCS-1301C-XA10 | TPS I/O and marshaling cabinet | Eletric room | B1JBAY-1303-U12 | Junction box FI | Machine hall |  | DSPW/SUPP.FI
20256 | B1 | TCS-1301C-I6016 | 1- C5XFE-R /ST/ | 5 x 2 x 1.0 mm² | 4-20mA | 200 | B1-TCS-1301C-XA10 | TPS I/O and marshaling cabinet | Eletric room | B1JBAY-1303-U22 | Junction box FI | Machine hall |  | DSPW/SUPP.FI
20257 | B1 | TCS-1301C-I6017 | 1- C5XFE-R /ST/ | 2 x 2 x 1.0 mm² | 4-20mA | 10 | B1-TCS-1301C-XA10 | TPS I/O and marshaling cabinet | Eletric room | B1-TCS-1320-XTF | TCS SERVER CABINET | Eletric room |  | DSPW/SUPP.FI
20258 | B1 | TCS-1301C-I6018 | 1- C5XFE-R /ST/ | 5 x 2 x 1.0 mm² | 4-20mA | 10 | B1-TCS-1301C-XD71 | TPS I/O and marshaling cabinet | Eletric room | B1-TCS-1320-XTF | TCS SERVER CABINET | Eletric room |  | DSPW/SUPP.FI
20259 | B1 | TCS-1301C-I6019 | 1- C5XFE-R /ST/ | 2 x 2 x 1.0 mm² | 4-20mA | 100 | B1-TCS-1301C-XA10 | TPS I/O and marshaling cabinet | Eletric room | B1-JBAY-1341-X01 | JB HPH FI | Machine hall |  | DSPW/SUPP.FI
20260 | B1 | TCS-1301C-I6020 | 1- C5XFE-R /ST/ | 5 x 2 x 1.0 mm² | 4-20mA | 100 | B1-TCS-1301C-XA10 | TPS I/O and marshaling cabinet | Eletric room | B1-JBAY-1341-X01 | JB HPH FI | Machine hall |  | DSPW/SUPP.FI
20261 | B1 | TCS-1301C-I6021 | 1- C5XFE-R /ST/ | 2 x 2 x 1.0 mm² | 4-20mA | 100 | B1-TCS-1301C-XA10 | TPS I/O and marshaling cabinet | Eletric room | B1-JBAY-1341-X01 | JB HPH FI | Machine hall |  | DSPW/SUPP.FI
20262 | B1 | TCS-1301C-I6022 | 1- C5XFE-R /ST/ | 10 x 2 x 1.0 mm² | 4-20mA | 200 | B1-TCS-1301C-XD71 | TPS I/O and marshaling cabinet | Eletric room | B1-JBAY-1341-X01 | JB HPH FI | Machine hall |  | DSPW/SUPP.FI
20263 | B1 | TCS-1301C-I6023 | 1- C5XFE-R /ST/ | 10 x 2 x 1.0 mm² | 4-20mA | 200 | B1-TCS-1301C-XD71 | TPS I/O and marshaling cabinet | Eletric room | B1-JBAY-1341-X01 | JB HPH FI | Machine hall |  | DSPW/SUPP.FI
20264 | B1 | TCS-1301C-I6024 | 1- C5XFE-R /ST/ | 10 x 2 x 1.0 mm² | 4-20mA | 200 | B1-TCS-1301C-XD71 | TPS I/O and marshaling cabinet | Eletric room | B1-JBAY-1341-X01 | JB HPH FI | Machine hall |  | DSPW/SUPP.FI
20265 | B1 | TCS-1301C-I6025 | 1- C5XFE-R /ST/ | 2 x 2 x 1.0 mm² | 4-20mA | 30 | B1-TCS-1301C-XA10 | TPS I/O and marshaling cabinet | Eletric room | B1-TCS-1311-X91 | BOX TPC/OPS | Eletric room |  | DSPW/SUPP.FI
20266 | B1 | TCS-1301C-I6026 | 1- C5XFE-R /ST/ | 5 x 2 x 1.0 mm² | 4-20mA | 30 | B1-TCS-1301C-XA41 | TPS I/O and marshaling cabinet | Eletric room | B1-TCS-1321-X31 | BOX OF VMS | Eletric room |  | DSPW/SUPP.FI
20267 | B1 | TCS-1301C-I6027 | 1- C5XFE-R /ST/ | 10 x 2 x 1.0 mm² | 4-20mA | 30 | B1-TCS-1301C-XA41 | TPS I/O and marshaling cabinet | Eletric room | B1-TCS-1321-X32 | BOX OF VMS | Eletric room |  | DSPW/SUPP.FI
20268 | B1 | TCS-1301C-I6028 | 1- C5XFE-R /ST/ | 5 x 2 x 1.0 mm² | 4-20mA | 30 | B1-TCS-1301C-XA41 | TPS I/O and marshaling cabinet | Eletric room | B1-TCS-1321-X33 | BOX OF VMS | Eletric room |  | DSPW/SUPP.FI
20269 | B1 | TCS-1311-I6001 | 1- C5XFE-R /ST/ | 2 x 2 x 1.0 mm² | 4-20mA | 100 | B1-TCS-1311-X13 | BOX TPC/OPS | Eletric room | B1-PSH-13902A-B01 | PRESS.1 STEAM STG OUTLET-L | Machine hall |  | DSPW/SUPP.FI
20270 | B1 | TCS-1311-I6002 | 1- C5XFE-R /ST/ | 2 x 2 x 1.0 mm² | 4-20mA | 100 | B1-TCS-1311-X13 | BOX TPC/OPS | Eletric room | B1-PSH-13902B-B01 | PRESS.2 STEAM STG OUTLET-L | Machine hall |  | DSPW/SUPP.FI
20271 | B1 | TCS-1311-I6003 | 1- C5XFE-R /ST/ | 2 x 2 x 1.0 mm² | 4-20mA | 100 | B1-TCS-1311-X13 | BOX TPC/OPS | Eletric room | B1-PSH-13902C-B01 | PRESS.3 STEAM STG OUTLET-L | Machine hall |  | DSPW/SUPP.FI
20272 | B1 | TE-13011-501 | Part of sensor | 4 x 0.22 mm² | 4-20mA | 20 | B1JBA-1301-X01 | Generator JB | Machine hall | B1-TE-13011-B01 | TEMP.STATOR WINDING PHASE U - A | Machine hall |  | DSPW/SKID
20273 | B1 | TE-13011-510 | Part of sensor | 4 x 0.22 mm² | 4-20mA | 20 | B1JBA-1301-X01 | Generator JB | Machine hall | B1-TE-13011-B01 | TEMP.STATOR WINDING PHASE U - A | Machine hall |  | DSPW/SKID
20274 | B1 | TE-13012-504 | Part of sensor | 4 x 0.22 mm² | 4-20mA | 20 | B1JBA-1301-X01 | Generator JB | Machine hall | B1-TE-13012-B01 | TEMP.STATOR WINDING PHASE U - B | Machine hall |  | DSPW/SKID
20275 | B1 | TE-13013-502 | Part of sensor | 4 x 0.22 mm² | 4-20mA | 20 | B1JBA-1301 | TEMP.STATOR WINDING PHASE U - C | Machine hall | B1-TE-13013-B01 | TEMP.STATOR WINDING PHASE U - C | Machine hall |  | DSPW/SKID
20276 | B1 | TE-13013-507 | Part of sensor | 4 x 0.22 mm² | 4-20mA | 20 | B1JBA-1301-X01 | Generator JB | Machine hall | B1-TE-13013-B01 | TEMP.STATOR WINDING PHASE U - C | Machine hall |  | DSPW/SKID
20277 | B1 | TE-13021-502 | Part of sensor | 4 x 0.22 mm² | 4-20mA | 20 | B1JBA-1301-X01 | Generator JB | Machine hall | B1-TE-13021-B01 | TEMP.STATOR WINDING PHASE V - A | Machine hall |  | DSPW/SKID
20278 | B1 | TE-13021-511 | Part of sensor | 4 x 0.22 mm² | 4-20mA | 20 | B1JBA-1301-X01 | Generator JB | Machine hall | B1-TE-13021-B01 | TEMP.STATOR WINDING PHASE V - A | Machine hall |  | DSPW/SKID
20279 | B1 | TE-13022-505 | Part of sensor | 4 x 0.22 mm² | 4-20mA | 20 | B1JBA-1301-X01 | Generator JB | Machine hall | B1-TE-13022-B01 | TEMP.STATOR WINDING PHASE V - B | Machine hall |  | DSPW/SKID
20280 | B1 | TE-13023-508 | Part of sensor | 4 x 0.22 mm² | 4-20mA | 20 | B1JBA-1301-X01 | Generator JB | Machine hall | B1-TE-13023-B01 | TEMP.STATOR WINDING PHASE V - C | Machine hall |  | DSPW/SKID
20281 | B1 | TE-13031-503 | Part of sensor | 4 x 0.22 mm² | 4-20mA | 20 | B1JBA-1301-X01 | Generator JB | Machine hall | B1-TE-13031-B01 | TEMP.STATOR WINDING PHASE W - A | Machine hall |  | DSPW/SKID
20282 | B1 | TE-13031-512 | Part of sensor | 4 x 0.22 mm² | 4-20mA | 20 | B1JBA-1301-X01 | Generator JB | Machine hall | B1-TE-13031-B01 | TEMP.STATOR WINDING PHASE W - A | Machine hall |  | DSPW/SKID
20283 | B1 | TE-13032-506 | Part of sensor | 4 x 0.22 mm² | 4-20mA | 20 | B1JBA-1301-X01 | Generator JB | Machine hall | B1-TE-13032-B01 | TEMP.STATOR WINDING PHASE W - B | Machine hall |  | DSPW/SKID
20284 | B1 | TE-13033-502 | Part of sensor | 4 x 0.22 mm² | 4-20mA | 20 | B1JBA-1301 | TEMP.STATOR WINDING PHASE W - C | Machine hall | B1-TE-13033-B01 | TEMP.STATOR WINDING PHASE W - C | Machine hall |  | DSPW/SKID
20285 | B1 | TE-13033-509 | Part of sensor | 4 x 0.22 mm² | 4-20mA | 20 | B1JBA-1301-X01 | Generator JB | Machine hall | B1-TE-13033-B01 | TEMP.STATOR WINDING PHASE W - C | Machine hall |  | DSPW/SKID
20286 | B1 | TE-13051-528 | 340-C-PUR | 4 x 2 x 0,75 mm² | 4-20mA | 20 | B1JBA-1301-X03 | Generator JB | Machine hall | B1-TE-13051-B01 | TEMP.1.2 COLD AIR GEN.SUCT.TE | Machine hall |  | DSPW/SKID
20287 | B1 | TE-13052-529 | 340-C-PUR | 4 x 2 x 0,75 mm² | 4-20mA | 20 | B1JBA-1301-X03 | Generator JB | Machine hall | B1-TE-13052-B01 | TEMP.2 COLD AIR GEN.SUCT.TE | Machine hall |  | DSPW/SKID
20288 | B1 | TE-13053-530 | 340-C-PUR | 4 x 2 x 0,75 mm² | 4-20mA | 20 | B1JBA-1301-X03 | Generator JB | Machine hall | B1-TE-13053-B01 | TEMP.1.1 COLD AIR GEN.SUCT.EE | Machine hall |  | DSPW/SKID
20289 | B1 | TE-13054-531 | 340-C-PUR | 4 x 2 x 0,75 mm² | 4-20mA | 20 | B1JBA-1301-X03 | Generator JB | Machine hall | B1-TE-13054-B01 | TEMP.2 COLD AIR GEN.SUCT.EED | Machine hall |  | DSPW/SKID
20290 | B1 | TE-13061-532 | 340-C-PUR | 4 x 2 x 0,75 mm² | 4-20mA | 20 | B1JBA-1301-X03 | Generator JB | Machine hall | B1-TE-13061-B01 | TEMP.HOT AIR GEN.EXHAUST | Machine hall |  | DSPW/SKID
20291 | B1 | TE-13065-533 | 340-C-PUR | 4 x 2 x 0,75 mm² | 4-20mA | 20 | B1JBA-1301-X03 | Generator JB | Machine hall | B1-TE-13065-B01 | TEMP.HOT AIR EXC.EXHAUST | Machine hall |  | DSPW/SKID
20292 | B1 | TE-13081A-516 | TLH KX | 1 x 2 x 0.5 mm² | 4-20mA | 20 | B1JBA-1301-X02 | Generator JB | Machine hall | B1-TE-13081A-B01 | TEMP.1 FRONT GEN. BEARING | Machine hall |  | DSPW/SKID
20293 | B1 | TE-13081A-517 | TLH KX | 1 x 2 x 0.5 mm² | 4-20mA | 20 | B1JBA-1301-X02 | Generator JB | Machine hall | B1-TE-13081A-B01 | TEMP.1 FRONT GEN. BEARING | Machine hall |  | DSPW/SKID
20294 | B1 | TE-13081A-518 | TLH KX | 1 x 2 x 0.5 mm² | 4-20mA | 20 | B1JBA-1301-X02 | Generator JB | Machine hall | B1-TE-13081A-B01 | TEMP.1 FRONT GEN. BEARING | Machine hall |  | DSPW/SKID
20295 | B1 | TE-13091A-519 | TLH KX | 1 x 2 x 0.5 mm² | 4-20mA | 20 | B1JBA-1301-X02 | Generator JB | Machine hall | B1-TE-13091A-B01 | TEMP.1 REAR GEN.BEARING | Machine hall |  | DSPW/SKID
20296 | B1 | TE-13091A-520 | TLH KX | 1 x 2 x 0.5 mm² | 4-20mA | 20 | B1JBA-1301-X02 | Generator JB | Machine hall | B1-TE-13091A-B01 | TEMP.1 REAR GEN.BEARING | Machine hall |  | DSPW/SKID
20297 | B1 | TE-13091A-521 | TLH KX | 1 x 2 x 0.5 mm² | 4-20mA | 20 | B1JBA-1301-X02 | Generator JB | Machine hall | B1-TE-13091A-B01 | TEMP.1 REAR GEN.BEARING | Machine hall |  | DSPW/SKID
20298 | B1 | TT-13101A-M4001 | Cu | 2 x 2 x 0.75 mm² | 4-20mA | 20 | B1-JBAY-1341-X01 | JB HPH FI | Machine hall | B1-TT-13101A-B01 | TEMPERATURE 1 IN CONTROL OIL TANK | Machine hall |  | DSPW/SKID
20299 | B1 | TT-13101B-M4001 | Cu | 2 x 2 x 0.75 mm² | 4-20mA | 20 | B1-JBAY-1341-X01 | JB HPH FI | Machine hall | B1-TT-13101B-B01 | TEMPERATURE 2 IN CONTROL OIL TANK | Machine hall |  | DSPW/SKID
20300 | B1 | TT-13101C-M4001 | Cu | 2 x 2 x 0.75 mm² | 4-20mA | 20 | B1-JBAY-1341-X01 | JB HPH FI | Machine hall | B1-TT-13101C-B01 | TEMPERATURE 3 IN CONTROL OIL TANK | Machine hall |  | DSPW/SKID
20301 | B1 | VSD-13601-C4002 | 1- C5XFE-R /ST/ | 2 x 2 x 1.0 mm² | 24V DC | 100 | B1-TCS-1301C-XA10 | TPS I/O and marshaling cabinet | Eletric room | B1-VSD-13601-X91 | Turning gear box | Eletric room |  | DSPW/SUPP.FI
20302 | B1 | VSD-13601-C4004 | 1- C5XFE-R /ST/ | 2 x 2 x 1.0 mm² | 24V DC | 100 | B1-TCS-1301C-XD71 | TPS I/O and marshaling cabinet | Eletric room | B1-VSD-13601-X99 | Turning gear box | Eletric room |  | DSPW/SUPP.FI
20303 | B1 | ZHS-13121-C4001 | Cu | 4 x 2 x 0,75 mm² | 24V DC | 20 | B1-ZHS-13121 HAN 16A | POSITION HP STOP VALVE 1 | Machine hall | B1-ZHS-13121-B01 | POSITION HP STOP VALVE 1 | Machine hall |  | DSPW/SKID
20304 | B1 | ZHS-13141-C4001 | Cu | 4 x 2 x 0,75 mm² | 24V DC | 20 | B1-ZHS-13141 HAN 16A | POSITION HP STOP VALVE 2 | Machine hall | B1-ZHS-13141-B01 | POSITION HP STOP VALVE 2 | Machine hall |  | DSPW/SKID
20305 | B1 | ZHS-13161-C4001 | Cu | 4 x 2 x 0,75 mm² | 24V DC | 20 | B1-ZHS-13161 HAN 16A | POSITION LP STOP FLAP | Machine hall | B1-ZHS-13161-B01 | POSITION LP STOP FLAP | Machine hall |  | DSPW/SKID
20306 | B1 | ZLS-13122-C4001 | Cu | 4 x 2 x 0,75 mm² | 24V DC | 20 | B1-ZHS-13121 HAN 16A | POSITION HP STOP VALVE 1 | Machine hall | B1-ZLS-13122-B01 | POSITION HP STOP VALVE 1 | Machine hall |  | DSPW/SKID
20307 | B1 | ZLS-13142-C4001 | Cu | 4 x 2 x 0,75 mm² | 24V DC | 20 | B1-ZHS-13141 HAN 16A | POSITION HP STOP VALVE 2 | Machine hall | B1-ZLS-13142-B01 | POSITION HP STOP VALVE 2 | Machine hall |  | DSPW/SKID
20308 | B1 | ZLS-13162-C4001 | Cu | 4 x 2 x 0,75 mm² | 24V DC | 20 | B1-ZHS-13161 HAN 16A | POSITION LP STOP FLAP | Machine hall | B1-ZLS-13162-B01 | POSITION LP STOP FLAP | Machine hall |  | DSPW/SKID
20309 | B1 | ZT-13121-M4001 | Silicone | 3 x 2 x 0,25 mm² | 4-20mA | 20 | B1-ZT-13121 HAN 10A | POSITION HP STOP VALVE 1 | Machine hall | B1-ZT-13121-B01 | POSITION HP STOP VALVE 1 | Machine hall |  | DSPW/SKID
20310 | B1 | ZT-13131A-M4001 | Silicone | 3 x 2 x 0,25 mm² | 4-20mA | 20 | B1-ZT-13131A HAN 10A | POSITION 1 HP CONTROL VALVE 1 | Machine hall | B1-ZT-13131A-B01 | POSITION 1 HP CONTROL VALVE 1 | Machine hall |  | DSPW/SKID
20311 | B1 | ZT-13131B-M4001 | Silicone | 3 x 2 x 0,25 mm² | 4-20mA | 20 | B1-ZT-13131B HAN 10A | POSITION 2 HP CONTROL VALVE 1 | Machine hall | B1-ZT-13131B-B01 | POSITION 2 HP CONTROL VALVE 1 | Machine hall |  | DSPW/SKID
20312 | B1 | ZT-13141-M4001 | Silicone | 3 x 2 x 0,25 mm² | 4-20mA | 20 | B1-ZT-13141 HAN 10A | POSITION HP STOP VALVE 2 | Machine hall | B1-ZT-13141-B01 | POSITION HP STOP VALVE 2 | Machine hall |  | DSPW/SKID
20313 | B1 | ZT-13151A-M4001 | Silicone | 3 x 2 x 0,25 mm² | 4-20mA | 20 | B1-ZT-13151A HAN 10A | POSITION 1 HP CONTROL VALVE 2 | Machine hall | B1-ZT-13151A-B01 | POSITION 1 HP CONTROL VALVE 2 | Machine hall |  | DSPW/SKID
20314 | B1 | ZT-13151B-M4001 | Silicone | 3 x 2 x 0,25 mm² | 4-20mA | 20 | B1-ZT-13151B HAN 10A | POSITION 2 HP CONTROL VALVE 2 | Machine hall | B1-ZT-13151B-B01 | POSITION 2 HP CONTROL VALVE 2 | Machine hall |  | DSPW/SKID
20315 | B1 | ZT-13161-M4001 | Silicone | 3 x 2 x 0,25 mm² | 4-20mA | 20 | B1-ZT-13161 HAN 10A | POSITION LP STOP FLAP | Machine hall | B1-ZT-13161-B01 | POSITION LP STOP FLAP | Machine hall |  | DSPW/SKID
20316 | B1 | ZT-13171A-M4001 | Silicone | 3 x 2 x 0,25 mm² | 4-20mA | 20 | B1-ZT-13171A HAN 10A | POSITION 1 LP CONTROL FLAP | Machine hall | B1-ZT-13171A-B01 | POSITION 1 LP CONTROL FLAP | Machine hall |  | DSPW/SKID
20317 | B1 | ZT-13171B-M4001 | Silicone | 3 x 2 x 0,25 mm² | 4-20mA | 20 | B1-ZT-13171B HAN 10A | POSITION 2 LP CONTROL FLAP | Machine hall | B1-ZT-13171B-B01 | POSITION 2 LP CONTROL FLAP | Machine hall |  | DSPW/SKID
20318 | B1 | JBA-1305-I6001 | Comp. Cable KX | 2 x 2 x 0.5 mm² | 4-20mA | 20 | B1JBA-1305-U01 | Junction box FI | Machine hall | B1-TT-13971-B01 | TEMP.1.2 FRNT BRG LOAD.PAD FRNT SD | Machine hall |  | DSPW/SUPP.FI
20319 | B1 | JBA-1305-I6002 | Comp. Cable KX | 2 x 2 x 0.5 mm² | 4-20mA | 20 | B1JBA-1305-U04 | Junction box FI | Machine hall | B1-TT-13973-B01 | TEMP.3.2 FRNT BRG N/LOAD.PAD REAR SD | Machine hall |  | DSPW/SUPP.FI
20320 | B1 | JBA-1305-I6003 | Comp. Cable KX | 2 x 2 x 0.5 mm² | 4-20mA | 20 | B1JBA-1305-U05 | Junction box FI | Machine hall | B1-TT-13975-B01 | TEMP.2 HP TBRG TOP, POSITIVE SIDE | Machine hall |  | DSPW/SUPP.FI
20321 | B1 | JBA-1305-I6004 | Comp. Cable KX | 2 x 2 x 0.5 mm² | 4-20mA | 20 | B1JBA-1305-U08 | Junction box FI | Machine hall | B1-TT-13977-B01 | TEMP.2 HP TBRG TOP, NEGATIVE SIDE | Machine hall |  | DSPW/SUPP.FI
20322 | B1 | JBA-1305-I6005 | Comp. Cable KX | 2 x 2 x 0.5 mm² | 4-20mA | 20 | B1JBA-1305-U22 | Junction box FI | Machine hall | B1-TT-13972-B01 | TEMP.2.2 FRNT BRG LOAD.PAD REAR SD | Machine hall |  | DSPW/SUPP.FI
20323 | B1 | JBA-1305-I6006 | Comp. Cable KX | 2 x 2 x 0.5 mm² | 4-20mA | 20 | B1JBA-1305-U24 | Junction box FI | Machine hall | B1-TT-13974-B01 | TEMP.4.2 FRNT BRG N/LOAD.PAD FRNT SD | Machine hall |  | DSPW/SUPP.FI
20324 | B1 | JBA-1305-I6007 | Comp. Cable KX | 2 x 2 x 0.5 mm² | 4-20mA | 20 | B1JBA-1305-U26 | Junction box FI | Machine hall | B1-TT-13976-B01 | TEMP.2 HP TBRG BTM, POSITIVE SIDE | Machine hall |  | DSPW/SUPP.FI
20325 | B1 | JBA-1305-I6008 | Comp. Cable KX | 2 x 2 x 0.5 mm² | 4-20mA | 20 | B1JBA-1305-U28 | Junction box FI | Machine hall | B1-TT-13978-B01 | TEMP.2 HP TBRG BTM, NEGATIVE SIDE | Machine hall |  | DSPW/SUPP.FI
20326 | B1 | JBA-1305-I6009 | Comp. Cable KX | 2 x 2 x 0.5 mm² | 4-20mA | 20 | B1JBA-1305-X02 | Junction box FI | Machine hall | B1-TT-13907-B01 | TEMP.IP OUT.CASING_PLN.II-TOP | Machine hall |  | DSPW/SUPP.FI
20327 | B1 | JBA-1305-I6010 | Comp. Cable KX | 2 x 2 x 0.5 mm² | 4-20mA | 20 | B1JBA-1305-X02 | Junction box FI | Machine hall | B1-TT-13909-B01 | TEMP.HP OUT.CASING-TOP | Machine hall |  | DSPW/SUPP.FI
20328 | B1 | JBA-1305-I6011 | Comp. Cable KX | 2 x 2 x 0.5 mm² | 4-20mA | 20 | B1JBA-1305-X02 | Junction box FI | Machine hall | B1-TT-13911-B01 | TEMP.HP INN.CASING-TOP | Machine hall |  | DSPW/SUPP.FI
20329 | B1 | JBA-1305-I6012 | Comp. Cable KX | 2 x 2 x 0.5 mm² | 4-20mA | 20 | B1JBA-1305-X02 | Junction box FI | Machine hall | B1-TT-13917-B01 | TEMP.HP CONTR.VALVE CHAMBER 2 | Machine hall |  | DSPW/SUPP.FI
20330 | B1 | JBA-1305-I6013 | Comp. Cable KX | 2 x 2 x 0.5 mm² | 4-20mA | 20 | B1JBA-1305-U14 | Junction box FI | Machine hall | B1-TT-13932-B01 | TEMP.IP OUT.CASING_PLN.I-BOTT | Machine hall |  | DSPW/SUPP.FI
20331 | B1 | JBA-1305-I6014 | Comp. Cable KX | 2 x 2 x 0.5 mm² | 4-20mA | 20 | B1JBA-1305 | TEMP.LP STEAM TO STG - BOTT. | Machine hall | B1-TT-13406-B01 | TEMP.LP STEAM TO STG - BOTT. | Machine hall |  | DSPW/SUPP.FI
20332 | B1 | JBA-1305-I6015 | Comp. Cable KX | 2 x 2 x 0.5 mm² | 4-20mA | 20 | B1JBA-1305-X04 | Junction box FI | Machine hall | B1-TT-13408-B01 | TEMP.LP STEAM TO STG - TOP | Machine hall |  | DSPW/SUPP.FI
20333 | B1 | JBA-1305-I6016 | 1- C5XFE-R /ST/ | 2 x 2 x 1.0 mm² | 4-20mA | 20 | B1JBA-1305 | PRESS.LP STEAM TO STG - BOTT. | Machine hall | B1-PIT-13407-B01 | PRESS.LP STEAM TO STG - BOTT. | Machine hall |  | DSPW/SUPP.FI
20334 | B1 | JBA-1306-I6001 | 1- C5XFE-R /ST/ | 2 x 2 x 1.0 mm² | 4-20mA | 20 | B1JBA-1306-U01 | Junction box FI | Machine hall | B1-TT-13914A-B01 | TEMP.1 STEAM STG OUT.BEH. SPRAY-L | Machine hall |  | DSPW/SUPP.FI
20335 | B1 | JBA-1306-I6002 | 1- C5XFE-R /ST/ | 2 x 2 x 1.0 mm² | 4-20mA | 20 | B1JBA-1306-U10 | Junction box FI | Machine hall | B1-TT-13914A-B01 | TEMP.1 STEAM STG OUT.BEH. SPRAY-L | Machine hall |  | DSPW/SUPP.FI
20336 | B1 | JBA-1306-I6003 | 1- C5XFE-R /ST/ | 2 x 2 x 1.0 mm² | 4-20mA | 20 | B1JBA-1306-U20 | Junction box FI | Machine hall | B1-TT-13915-B01 | TEMP.3 STEAM STG OUT.BEH. SPRAY-L | Machine hall |  | DSPW/SUPP.FI
20337 | B1 | JBA-1306-I6004 | Comp. Cable KX | 2 x 2 x 0.5 mm² | 4-20mA | 20 | B1JBA-1306-U11 | Junction box FI | Machine hall | B1-TT-13979-B01 | TEMP.1.2 REAR BRG LOAD.PAD FRNT SD | Machine hall |  | DSPW/SUPP.FI
20338 | B1 | JBA-1306-I6005 | Comp. Cable KX | 2 x 2 x 0.5 mm² | 4-20mA | 20 | B1JBA-1306-U12 | Junction box FI | Machine hall | B1-TT-13981-B01 | TEMP.3.2 REAR BRG N/LOAD.PAD REAR SD | Machine hall |  | DSPW/SUPP.FI
20339 | B1 | JBA-1306-I6006 | Comp. Cable KX | 2 x 2 x 0.5 mm² | 4-20mA | 20 | B1JBA-1306-U22 | Junction box FI | Machine hall | B1-TT-13980-B01 | TEMP.2.2 REAR BRG LOAD.PAD REAR SD | Machine hall |  | DSPW/SUPP.FI
20340 | B1 | JBA-1306-I6007 | Comp. Cable KX | 2 x 2 x 0.5 mm² | 4-20mA | 20 | B1JBA-1306-U24 | Junction box FI | Machine hall | B1-TT-13982-B01 | TEMP.4.2 REAR BRG N/LOAD.PAD FRNT SD | Machine hall |  | DSPW/SUPP.FI
20341 | B1 | JBA-1306-I6008 | 1- C5XFE-R /ST/ | 2 x 2 x 1.0 mm² | 4-20mA | 20 | B1JBA-1306 | PRESS.1 STEAM STG OUTLET-L | Machine hall | B1-PIT-13904-B01 | PRESS.1 STEAM STG OUTLET-L | Machine hall |  | DSPW/SUPP.FI
20342 | B1 | JBA-1306-I6009 | 1- C5XFE-R /ST/ | 2 x 2 x 1.0 mm² | 4-20mA | 20 | B1JBA-1306-X02 | Junction box FI | Machine hall | B1-PIT-13905-B01 | PRESS.2 STEAM STG OUTLET-L | Machine hall |  | DSPW/SUPP.FI
20343 | B1 | JBA-1306-I6010 | Comp. Cable KX | 2 x 2 x 0.5 mm² | 4-20mA | 20 | B1JBA-1306 | TEMP.REAR GLAND STEAM | Machine hall | B1-TT-13652-B01 | TEMP.REAR GLAND STEAM | Machine hall |  | DSPW/SUPP.FI
20344 | B1 | JBA-1309-C4001 | Cu | 4 x 1.5 mm² | 24V DC | 20 | B1JBA-1309-TB3 | Junction box IOS | Machine hall | B1-SKD-13201-MOV01-M01 | EDF DICHARGE MOP 1 | Machine hall |  | DSPW/SUPP.SKID
20345 | B1 | JBA-1309-C4002 | Cu | 12 x 1.5 mm² | 24V DC | 20 | B1JBA-1309-TB3 | Junction box IOS | Machine hall | B1-SKD-13201-MOV01-M01 | EDF DICHARGE MOP 1 | Machine hall |  | DSPW/SUPP.SKID
20346 | B1 | JBA-1309-C4003 | Cu | 4 x 1.5 mm² | 24V DC | 20 | B1JBA-1309-TB3 | Junction box IOS | Machine hall | B1-SKD-13201-MOV13-M01 | EDF DICHARGE MOP 2 | Machine hall |  | DSPW/SUPP.SKID
20347 | B1 | JBA-1309-C4004 | Cu | 12 x 1.5 mm² | 24V DC | 20 | B1JBA-1309-TB3 | Junction box IOS | Machine hall | B1-SKD-13201-MOV13-M01 | EDF DICHARGE MOP 2 | Machine hall |  | DSPW/SUPP.SKID
20348 | B1 | JBA-1309-I6001 | Cu | 1 x 2 x 1.5 mm² | 4-20mA | 20 | B1JBA-1309 | PRESS.OIL VAPOUR DEVICE SUCT. | Machine hall | B1-PIT-13232A-B01 | PRESS.OIL VAPOUR DEVICE SUCT. | Machine hall |  | DSPW/SKID
20349 | B1 | JBA-1309-I6002 | Cu | 1 x 2 x 1.5 mm² | 4-20mA | 20 | B1JBA-1309 | PRESS.OIL VAPOUR DEVICE SUCT. | Machine hall | B1-PIT-13234A-B01 | PRESS.OIL VAPOUR DEVICE SUCT. | Machine hall |  | DSPW/SKID
20350 | B1 | JBA-1309-I6003 | Cu | 1 x 2 x 1.5 mm² | 4-20mA | 20 | B1JBA-1309 | Junction box IOS | Machine hall | B1-PIT-13205-B01 | PRESS.LUBE OIL MOP 1 DISCHARGE | Machine hall |  | DSPW/SKID
20351 | B1 | JBA-1309-I6004 | Cu | 1 x 2 x 1.5 mm² | 4-20mA | 20 | B1JBA-1309 | PRESS.LUBE OIL MOP 2 DISCHARGE | Machine hall | B1-PIT-13208-B01 | PRESS.LUBE OIL MOP 2 DISCHARGE | Machine hall |  | DSPW/SKID
20352 | B1 | JBA-1309-I6005 | Cu | 1 x 2 x 1.5 mm² | 4-20mA | 20 | B1JBA-1309 | PRESS.JACKING OIL DICHARGE JOP | Machine hall | B1-PIT-13223-B01 | PRESS.JACKING OIL DICHARGE JOP | Machine hall |  | DSPW/SKID
20353 | B1 | JBA-1309-I6006 | Cu | 1 x 2 x 1.5 mm² | 4-20mA | 20 | B1JBA-1309 | TEMP.1 LUBE OIL IN MAIN OIL TANK | Machine hall | B1-TT-13206-B01 | TEMP.1 LUBE OIL IN MAIN OIL TANK | Machine hall |  | DSPW/SKID
20354 | B1 | JBA-1309-I6007 | Cu | 1 x 2 x 1.5 mm² | 4-20mA | 20 | B1JBA-1309 | TEMP.2 LUBE OIL IN MAIN OIL TANK | Machine hall | B1-TT-13207-B01 | TEMP.2 LUBE OIL IN MAIN OIL TANK | Machine hall |  | DSPW/SKID
20355 | B1 | JBA-1309-I6008 | Cu | 1 x 2 x 1.5 mm² | 4-20mA | 20 | B1JBA-1309 | TEMP.LUBE OIL BEFORE COOLERS | Machine hall | B1-TT-13209-B01 | TEMP.LUBE OIL BEFORE COOLERS | Machine hall |  | DSPW/SKID
20356 | B1 | JBA-1309-I6009 | Cu | 1 x 2 x 1.5 mm² | 4-20mA | 20 | B1JBA-1309 | TEMP.LUBE OIL BEHIND COOLERS | Machine hall | B1-TT-13212-B01 | TEMP.LUBE OIL BEHIND COOLERS | Machine hall |  | DSPW/SKID
20357 | B1 | JBA-1309-I6010 | Cu | 1 x 2 x 1.5 mm² | 4-20mA | 20 | B1JBA-1309 | TEMP.LUBE OIL BEHIND AMOT | Machine hall | B1-TT-13216-B01 | TEMP.LUBE OIL BEHIND AMOT | Machine hall |  | DSPW/SKID
20358 | B1 | JBA-1309-I6011 | Cu | 1 x 2 x 1.5 mm² | 4-20mA | 20 | B1JBA-1309 | LVL.1 LUBE OIL IN MOT BEHIND SEEVES | Machine hall | B1-LIT-13201A-B01 | LVL.1 LUBE OIL IN MOT BEHIND SEEVES | Machine hall |  | DSPW/SKID
20359 | B1 | JBA-1309-I6012 | Cu | 1 x 2 x 1.5 mm² | 4-20mA | 20 | B1JBA-1309 | LVL.2 LUBE OIL IN MOT BEHIND SEEVES | Machine hall | B1-LIT-13201B-B01 | LVL.2 LUBE OIL IN MOT BEHIND SEEVES | Machine hall |  | DSPW/SKID
20360 | B1 | JBA-1309-I6013 | Cu | 1 x 2 x 1.5 mm² | 4-20mA | 20 | B1JBA-1309 | LVL.3 LUBE OIL IN MOT BEHIND SEEVES | Machine hall | B1-LIT-13201C-B01 | LVL.3 LUBE OIL IN MOT BEHIND SEEVES | Machine hall |  | DSPW/SKID
20361 | B1 | JBA-1309-I6014 | Cu | 1 x 2 x 1.5 mm² | 4-20mA | 20 | B1JBA-1309 | LVL.LUBE OIL BEFORE SEEVES | Machine hall | B1-LIT-13202-B01 | LVL.LUBE OIL BEFORE SEEVES | Machine hall |  | DSPW/SKID
20362 | B1 | JBA-1310-I6001 | 1- C5XFE-R /ST/ | 10 x 2 x 1.0 mm² | 4-20mA | 20 | B1JBA-1310-U02 | Junction box FI | Machine hall | B1JBA-1301-X01 | Generator JB | Machine hall |  | DSPW/SUPP.FI
20363 | B1 | JBA-1310-I6002 | 1- C5XFE-R /ST/ | 10 x 2 x 1.0 mm² | 4-20mA | 20 | B1JBA-1310-U13 | Junction box FI | Machine hall | B1JBA-1301-X01 | Generator JB | Machine hall |  | DSPW/SUPP.FI
20364 | B1 | JBA-1310-I6003 | 1- C5XFE-R /ST/ | 10 x 2 x 1.0 mm² | 4-20mA | 20 | B1JBA-1310-U24 | Junction box FI | Machine hall | B1JBA-1301-X03 | Generator JB | Machine hall |  | DSPW/SUPP.FI
20365 | B1 | JBA-1310-I6004 | 1- C5XFE-R /ST/ | 10 x 2 x 1.0 mm² | 4-20mA | 20 | B1JBA-1310-X01 | Junction box FI | Machine hall | B1JBA-1301-X01 | Generator JB | Machine hall |  | DSPW/SUPP.FI
20366 | B1 | JBA-1310-I6005 | Comp. Cable KX | 2 x 2 x 0.5 mm² | 4-20mA | 20 | B1JBA-1310-U06 | Junction box FI | Machine hall | B1JBA-1301-X02 | Generator JB | Machine hall |  | DSPW/SUPP.FI
20367 | B1 | JBA-1310-I6006 | Comp. Cable KX | 2 x 2 x 0.5 mm² | 4-20mA | 20 | B1JBA-1310-U16 | Junction box FI | Machine hall | B1JBA-1301-X02 | Generator JB | Machine hall |  | DSPW/SUPP.FI
20368 | B1 | JBA-1310-I6007 | Comp. Cable KX | 2 x 2 x 0.5 mm² | 4-20mA | 20 | B1JBA-1310-U26 | Junction box FI | Machine hall | B1JBA-1301-X02 | Generator JB | Machine hall |  | DSPW/SUPP.FI
20369 | B1 | JBAY-1301-C4001 | 1- C5XFE-R /ST/ | 2 x 2 x 1.0 mm² | 24V DC | 20 | B1JBAY-1301-X03 | Junction box FI | Machine hall | B1-TCV-13652-A01 | EADCV SPRAY.REAR GLAND | Machine hall |  | DSPW/SUPP.FI
20370 | B1 | JBAY-1301-C4002 | 1- C5XFE-R /ST/ | 2 x 2 x 1.0 mm² | 24V DC | 20 | B1JBAY-1301-X03 | Junction box FI | Machine hall | B1-LSH-13801-B01 | LVL.IN VSC | Machine hall |  | DSPW/SUPP.FI
20371 | B1 | JBAY-1301-C4003 | 1- C5XFE-R /ST/ | 5 x 2 x 1.0 mm² | 24V DC | 20 | B1JBAY-1301-X03 | Junction box FI | Machine hall | B1-XV-13604 X41 | EADSF GLAND TO TG | Machine hall |  | DSPW/SUPP.FI
20372 | B1 | JBAY-1301-C4004 | 1- C5XFE-R /ST/ | 5 x 2 x 1.0 mm² | 24V DC | 20 | B1JBAY-1301-X03 | Junction box FI | Machine hall | B1-XV-13609 X41 | EADSF GLAND TO FLT | Machine hall |  | DSPW/SUPP.FI
20373 | B1 | JBAY-1301-C4005 | 1- C5XFE-R /ST/ | 5 x 2 x 1.0 mm² | 24V DC | 20 | B1JBAY-1301-X03 | Junction box FI | Machine hall | B1-XV-13653 X41 | EADSV DRAIN G2 | Machine hall |  | DSPW/SUPP.FI
20374 | B1 | JBAY-1301-C4006 | 1- C5XFE-R /ST/ | 5 x 2 x 1.0 mm² | 24V DC | 20 | B1JBAY-1301-X03 | Junction box FI | Machine hall | B1-XV-13784 X41 | EADSV SPRAY FLT. | Machine hall |  | DSPW/SUPP.FI
20375 | B1 | JBAY-1301-C4007 | 1- C5XFE-R /ST/ | 5 x 2 x 1.0 mm² | 24V DC | 20 | B1JBAY-1301-X03 | Junction box FI | Machine hall | B1-XV-13794 X41 | EADSV SPRAY FLT. | Machine hall |  | DSPW/SUPP.FI
20376 | B1 | JBAY-1301-I6001 | Comp. Cable KX | 2 x 2 x 0.5 mm² | 4-20mA | 20 | B1JBAY-1301-X01 | Junction box FI | Machine hall | B1-TT-27011A-B01 | TEMP.1 LP STEAM BEFORE LPSF | Machine hall |  | DSPW/SUPP.FI
20377 | B1 | JBAY-1301-I6002 | Comp. Cable KX | 2 x 2 x 0.5 mm² | 4-20mA | 20 | B1JBAY-1301-X02 | Junction box FI | Machine hall | B1-TT-27011B-B01 | TEMP.2 LP STEAM BEFORE LPSF | Machine hall |  | DSPW/SUPP.FI
20378 | B1 | JBAY-1301-I6003 | 1- C5XFE-R /ST/ | 2 x 2 x 1.0 mm² | 4-20mA | 20 | B1JBAY-1301-X01 | Junction box FI | Machine hall | B1-PIT-27011A-B01 | PRESS.1 LP STEAM BEFORE LPSF | Machine hall |  | DSPW/SUPP.FI
20379 | B1 | JBAY-1301-I6004 | 1- C5XFE-R /ST/ | 2 x 2 x 1.0 mm² | 4-20mA | 20 | B1JBAY-1301-X02 | Junction box FI | Machine hall | B1-PIT-27011B-B01 | PRESS.2 LP STEAM BEFORE LPSF | Machine hall |  | DSPW/SUPP.FI
20380 | B1 | JBAY-1301-I6005 | 1- C5XFE-R /ST/ | 2 x 2 x 1.0 mm² | 4-20mA | 20 | B1JBAY-1301-X01 | Junction box FI | Machine hall | B1-PCV-13651-M01 | EDCV REAR GLAND TO FLT | Machine hall |  | DSPW/SUPP.FI
20381 | B1 | JBAY-1301-I6006 | 1- C5XFE-R /ST/ | 2 x 2 x 1.0 mm² | 4-20mA | 20 | B1JBAY-1301-X01 | Junction box FI | Machine hall | B1-TCV-13652-A01 | EADCV SPRAY.REAR GLAND | Machine hall |  | DSPW/SUPP.FI
20382 | B1 | JBAY-1301-I6007 | 1- C5XFE-R /ST/ | 2 x 2 x 1.0 mm² | 4-20mA | 20 | B1JBAY-1301-X01 | Junction box FI | Machine hall | B1-PCV-13659-M01 | EDCV SEALING GLAND | Machine hall |  | DSPW/SUPP.FI
20383 | B1 | JBAY-1301-I6008 | 1- C5XFE-R /ST/ | 2 x 2 x 1.0 mm² | 4-20mA | 20 | B1JBAY-1301-X02 | Junction box FI | Machine hall | B1-PCV-13601-M01 | EDCV INNER GLD.STEAM | Machine hall |  | DSPW/SUPP.FI
20384 | B1 | JBAY-1301-I6009 | 1- C5XFE-R /ST/ | 2 x 2 x 1.0 mm² | 4-20mA | 20 | B1JBAY-1301-X02 | Junction box FI | Machine hall | B1-PIT-13601-B01 | PRESS.INNER GLAND STEAM | Machine hall |  | DSPW/SUPP.FI
20385 | B1 | JBAY-1301-I6010 | 1- C5XFE-R /ST/ | 2 x 2 x 1.0 mm² | 4-20mA | 20 | B1JBAY-1301-X01 | Junction box FI | Machine hall | B1-PIT-13651-B01 | PRESS.REAR GLAND STEAM | Machine hall |  | DSPW/SUPP.FI
20386 | B1 | JBAY-1301-I6011 | 1- C5XFE-R /ST/ | 2 x 2 x 1.0 mm² | 4-20mA | 20 | B1JBAY-1301-X02 | Junction box FI | Machine hall | B1-PIT-13901-B01 | PRESS.STEAM BEH.CV | Machine hall |  | DSPW/SUPP.FI
20387 | B1 | JBAY-1301-I6012 | 1- C5XFE-R /ST/ | 2 x 2 x 1.0 mm² | 4-20mA | 20 | B1JBAY-1301-X02 | Junction box FI | Machine hall | B1-PIT-28001A-B01 | PRESS.AUX.STEAM CONGES.GLAND | Machine hall |  | DSPW/SUPP.FI
20388 | B1 | JBAY-1302-I6001 | 1- C5XFE-R /ST/ | 2 x 2 x 1.0 mm² | 4-20mA | 20 | B1JBAY-1302-X01 | Junction box FI | Machine hall | B1-LIT-13501A-B01 | LVL.1 IN EXPANDER | Machine hall |  | DSPW/SUPP.FI
20389 | B1 | JBAY-1302-I6002 | 1- C5XFE-R /ST/ | 2 x 2 x 1.0 mm² | 4-20mA | 20 | B1JBAY-1302-X02 | LVL.2 IN EXPANDER | Machine hall | B1-LIT-13501B-B01 | LVL.2 IN EXPANDER | Machine hall |  | DSPW/SUPP.FI
20390 | B1 | JBAY-1302-I6003 | 1- C5XFE-R /ST/ | 2 x 2 x 1.0 mm² | 4-20mA | 20 | B1JBAY-1302-X03 | LVL.3 IN EXPANDER | Machine hall | B1-LIT-13501C-B01 | LVL.3 IN EXPANDER | Machine hall |  | DSPW/SUPP.FI
20391 | B1 | JBAY-1302-I6004 | 1- C5XFE-R /ST/ | 2 x 2 x 1.0 mm² | 4-20mA | 20 | B1JBAY-1302-X01 | Junction box FI | Machine hall | B1-PIT-13504-B01 | DPRESS.COND.SUCT.FT.PUMP 1 | Machine hall |  | DSPW/SUPP.FI
20392 | B1 | JBAY-1302-I6005 | 1- C5XFE-R /ST/ | 2 x 2 x 1.0 mm² | 4-20mA | 20 | B1JBAY-1302-X01 | Junction box FI | Machine hall | B1-PIT-13507-B01 | PRESS.COND.DICH.FT.PUMP 2 | Machine hall |  | DSPW/SUPP.FI
20393 | B1 | JBAY-1302-I6006 | 1- C5XFE-R /ST/ | 2 x 2 x 1.0 mm² | 4-20mA | 20 | B1JBAY-1302-X01 | DPRESS.COND.SUCT.FT.PUMP 2 | Machine hall | B1-PIT-13508-B01 | DPRESS.COND.SUCT.FT.PUMP 2 | Machine hall |  | DSPW/SUPP.FI
20394 | B1 | JBAY-1302-I6007 | 1- C5XFE-R /ST/ | 2 x 2 x 1.0 mm² | 4-20mA | 20 | B1JBAY-1302-X02 | PRESS.COND.DICH.FT.PUMP 2 | Machine hall | B1-PIT-13511-B01 | PRESS.COND.DICH.FT.PUMP 2 | Machine hall |  | DSPW/SUPP.FI
20395 | B1 | JBAY-1302-I6008 | 1- C5XFE-R /ST/ | 2 x 2 x 1.0 mm² | 4-20mA | 20 | B1JBAY-1302-X03 | Junction box FI | Machine hall | B1-LCV-13501-M01 | EDCV COND.MINIMAL FROM FLT TO COND. | Machine hall |  | DSPW/SUPP.FI
20396 | B1 | JBAY-1302-I6009 | 1- C5XFE-R /ST/ | 2 x 2 x 1.0 mm² | 4-20mA | 20 | B1JBAY-1302-X03 | Junction box FI | Machine hall | B1-PCV-13531-M01 | EDCV SPRAY.FLT | Machine hall |  | DSPW/SUPP.FI
20397 | B1 | JBAY-1303-I6001 | Comp. Cable KX | 2 x 2 x 0.5 mm² | 4-20mA | 20 | B1JBAY-1303-U01 | Junction box FI | Machine hall | B1-TT-26021A-B01 | TEMP.1 HP STEAM BEFORE HPSV 1 | Machine hall |  | DSPW/SUPP.FI
20398 | B1 | JBAY-1303-I6002 | Comp. Cable KX | 2 x 2 x 0.5 mm² | 4-20mA | 20 | B1JBAY-1303-X02 | Junction box FI | Machine hall | B1-TT-26021B-B01 | TEMP.2 HP STEAM BEFORE HPSV 1 | Machine hall |  | DSPW/SUPP.FI
20399 | B1 | JBAY-1303-I6003 | Comp. Cable KX | 2 x 2 x 0.5 mm² | 4-20mA | 20 | B1JBAY-1303-X03 | Junction box FI | Machine hall | B1-TT-26021C-B01 | TEMP.3 HP STEAM BEFORE HPSV 1 | Machine hall |  | DSPW/SUPP.FI
20400 | B1 | JBAY-1303-I6004 | Comp. Cable KX | 2 x 2 x 0.5 mm² | 4-20mA | 20 | B1JBAY-1303-U12 | Junction box FI | Machine hall | B1-TT-13908-B01 | TEMP.IP OUT.CASING_PLN.II-BOTT | Machine hall |  | DSPW/SUPP.FI
20401 | B1 | JBAY-1303-I6005 | Comp. Cable KX | 2 x 2 x 0.5 mm² | 4-20mA | 20 | B1JBAY-1303-U02 | Junction box FI | Machine hall | B1-TT-13910-B01 | TEMP.HP OUT.CASING-BOTT | Machine hall |  | DSPW/SUPP.FI
20402 | B1 | JBAY-1303-I6006 | Comp. Cable KX | 2 x 2 x 0.5 mm² | 4-20mA | 20 | B1JBAY-1303-X03 | Junction box FI | Machine hall | B1-TT-13912-B01 | TEMP.HP INN.CASING-BOTT | Machine hall |  | DSPW/SUPP.FI
20403 | B1 | JBAY-1303-I6007 | Comp. Cable KX | 2 x 2 x 0.5 mm² | 4-20mA | 20 | B1JBAY-1303-U13 | Junction box FI | Machine hall | B1-TT-13916-B01 | TEMP.HP CONTR.VALVE CHAMBER 1 | Machine hall |  | DSPW/SUPP.FI
20404 | B1 | JBAY-1303-I6008 | Comp. Cable KX | 2 x 2 x 0.5 mm² | 4-20mA | 20 | B1JBAY-1303-X01 | Junction box FI | Machine hall | B1-TT-13931-B01 | TEMP.IP OUT.CASING_PLN.I-TOP | Machine hall |  | DSPW/SUPP.FI
20405 | B1 | JBAY-1303-I6009 | 1- C5XFE-R /ST/ | 2 x 2 x 1.0 mm² | 4-20mA | 20 | B1JBAY-1303-X01 | Junction box FI | Machine hall | B1-PIT-13217A-B01 | PRESS.1 LUB.OIL TO FR.BEAR. | Machine hall |  | DSPW/SUPP.FI
20406 | B1 | JBAY-1303-I6010 | 1- C5XFE-R /ST/ | 2 x 2 x 1.0 mm² | 4-20mA | 20 | B1JBAY-1303-X02 | Junction box FI | Machine hall | B1-PIT-13217B-B01 | PRESS.2 LUB.OIL TO FR.BEAR. | Machine hall |  | DSPW/SUPP.FI
20407 | B1 | JBAY-1303-I6011 | 1- C5XFE-R /ST/ | 2 x 2 x 1.0 mm² | 4-20mA | 20 | B1JBAY-1303-X03 | Junction box FI | Machine hall | B1-PIT-13217C-B01 | PRESS.3 LUB.OIL TO FR.BEAR. | Machine hall |  | DSPW/SUPP.FI
20408 | B1 | JBAY-1304-I6001 | Comp. Cable KX | 2 x 2 x 0.5 mm² | 4-20mA | 20 | B1JBAY-1304-X01 | Junction box FI | Machine hall | B1-TT-26022A-B01 | TEMP.1 HP STEAM BEFORE HPSV 2 | Machine hall |  | DSPW/SUPP.FI
20409 | B1 | JBAY-1304-I6002 | Comp. Cable KX | 2 x 2 x 0.5 mm² | 4-20mA | 20 | B1JBAY-1304-X02 | Junction box FI | Machine hall | B1-TT-26022B-B01 | TEMP.2 HP STEAM BEFORE HPSV 2 | Machine hall |  | DSPW/SUPP.FI
20410 | B1 | JBAY-1304-I6003 | Comp. Cable KX | 2 x 2 x 0.5 mm² | 4-20mA | 20 | B1JBAY-1304-X03 | Junction box FI | Machine hall | B1-TT-26022C-B01 | TEMP.3 HP STEAM BEFORE HPSV 2 | Machine hall |  | DSPW/SUPP.FI
20411 | B1 | JBAY-1304-I6004 | Comp. Cable KX | 2 x 2 x 0.5 mm² | 4-20mA | 20 | B1JBAY-1304-X03 | Junction box FI | Machine hall | B1-TT-13602-B01 | TEMP.INNER GLAND STEAM | Machine hall |  | DSPW/SUPP.FI
20412 | B1 | JBAY-1304-I6005 | Comp. Cable KX | 2 x 2 x 0.5 mm² | 4-20mA | 20 | B1JBAY-1304-U22 | Junction box FI | Machine hall | B1-TT-28002-B01 | TEMP.AUX.STEAM CONGES.GLAND | Machine hall |  | DSPW/SUPP.FI
20413 | B1 | JBAY-1304-I6006 | 1- C5XFE-R /ST/ | 2 x 2 x 1.0 mm² | 4-20mA | 20 | B1JBAY-1304-X01 | PRESS.1 HP STEAM BEFORE HPSV 1 | Machine hall | B1-PIT-26021A-B01 | PRESS.1 HP STEAM BEFORE HPSV 1 | Machine hall |  | DSPW/SUPP.FI
20414 | B1 | JBAY-1304-I6007 | 1- C5XFE-R /ST/ | 2 x 2 x 1.0 mm² | 4-20mA | 20 | B1JBAY-1304-X01 | Junction box FI | Machine hall | B1-PIT-26022A-B01 | PRESS.1 HP STEAM BEFORE HPSV 2 | Machine hall |  | DSPW/SUPP.FI
20415 | B1 | JBAY-1304-I6008 | 1- C5XFE-R /ST/ | 2 x 2 x 1.0 mm² | 4-20mA | 20 | B1JBAY-1304-X02 | Junction box FI | Machine hall | B1-PIT-26021B-B01 | PRESS.2 HP STEAM BEFORE HPSV 1 | Machine hall |  | DSPW/SUPP.FI
20416 | B1 | JBAY-1304-I6009 | 1- C5XFE-R /ST/ | 2 x 2 x 1.0 mm² | 4-20mA | 20 | B1JBAY-1304-X02 | Junction box FI | Machine hall | B1-PIT-26022B-B01 | PRESS.2 HP STEAM BEFORE HPSV 2 | Machine hall |  | DSPW/SUPP.FI

## Query
F1 | F2 | F3 | F4 | F5 | F6 | F7 | F8 | F9 | F10 | F11 | F12 | F13 | F14 | F15 | F16 | F17 | F18 | F19 | F20 | F21 | F22 | F23 | F24 | F25 | F26 | F27 | ComosSystemInfo
Origin key | Cable number | Cable type | Cable cross-section | Proj. max. length (m) | Cable from | Desc_from | Location_From | Connector from | Connector to | Cable to | Desc_To | Location_To | Cable type code | Supplier | Number | Cable type | Base object | Output Prokabel | Room from | Function to | Item to | Function from | Item from | Room to | Date / User | Remark | @@UU@@C@@AP/kAJrSYQxjHOc50IQhCUISpCFJSlK1JUlKVKSpKVLWpSlLWtTFrWtamLAtQGAWAAAMUwDAMYtYALWADAMWAAFgWwCwAYpS1qWBbGMApa1sYpjAMAAAGAAAAAAAAAAAAAAAAAAAGAAAAAAAAAAAAAAAAAAAAAAAAAAAAAAAAAAAAAAAAAAAAAAAAAAAAAAAAAAAGAYAAAAAAAAAAAAAAAAAAAYAAAi6ZX2w+4x8n9FZ8/+WYVPdn78A+7876UyR+1M/htnBP9P3JomKsJpH8E2TZOZP9U3psn703JuTZOZPyy1TemibJomUHQmifU1TGWLFLmjcqxVibJqn0pomiaJlbbVpR3hSOGFWk46Y6jV0url+b8/6vz/N/d+nrTnT/ZO+nP0cujm5tOjo6O0RddQxOpNE0TIxMJ2ywmmEyUYqxMTRNHexMyYxZMTMS/slX54oc2idqryJoWZDS+WtE/t2/L5uzHDTdvTZMTpYzMMTgmyb01TVNya2uLemhPyWDfk3sVZircoYnZP8cfrbJsmJhMVbiYmJpv9HH83Nq16eCcFXWVVcdOkzH5o3Nhq4xkcI3p86bJvKcszMzN/DWa4zMxmZw002479OPDlQU+W9i6lR+vr0J0+2+nw/U0dj0vIlO/rWet2XPFI/RQmFXqwVbLCLfirudqbtr5hxrH6cZplZHHNMM00rvtfQTWremYJmFmJxTNKb8rTGmDGM/ZH4Y/RTdhOlu0ExpExhhmYzJvrMsEa/RrrT3dMuFYxwTbOxOGsm9vym7WcU15tZ1dPPNd0TnaXCMTNS4+HSnma8/fTobk12+Ldy5JpvG7bR5ePHmtd1NDfXNx4byaDSMZx5bE7xOHPTye9/h9fx/Z97+P2Nvd5p2YWn2eOrdo5vRu3Dh0dPHo6NOnm5+nmp05GbtEp4cqKmkJG0TExkkxMixMV3Yqp38p3ZriTswnXg9jGZUjwZ24UG2fq9Pj/TsmgrVNUW2E+7gmyYqW4miYqtE5k1TQlNhpmiYmJiaKupNRVqmqaIske48kvmV/O91snb7b3WOLE10VU8xV1J86cn0bzknfT4Sp5086fQTd38k/YofA7z7TwR2KspirVN5MdLGNE0rinzE0Tu+jM771ngcU31OZPUn8k2VdbtTfqnyKuAn32qdd4pdaeJV7Ka13nNTUnOVaJxE3J3NS/a+18XrOl5E5J8bi0KniKm7nJqmykdH4XkVbE5J2lWze8VfCq2T0JyKuJNk52iZ5fA8Lmck8pNFXBNCr5E60xORon3+p3OCB7irvp5E1TknK7L6k2T10xOpNE0VYq+SPYeJz8nWniKvG9f1P3Pa6QnHCdKYngTCc6c6ap5k64pbk3JwdxV9eW7oc6eHiT0Jzp9YT6Typ401ryqvvKtU1u+nsIUfg3KtU9ZOuPfToTgKRom1qmV1Jqq5JulWonmTCeh3Jyfd8Blv2tL8Y+G9lzp2pwT2TrVfGmqfUVPhTCpibJ+Iqk9KpaoHrqqfCKmlPtIvUgeN9hNU1VdXuJ8BOZOD+Ux7yB/umqYmC60/90Vap5xiZdadpPM7fQi3UtW6QbCb011RcE2Twpqq24kTYmeZOuVOwTuT/lPURd9Vtbuwmqa1iaxs1enHlTE0ZvihoVYVViZgjCxMK37lVMlpWkGYTTSszNFIxJkUtE03lTQTimibk1E4pwVU8SfjQO3tbKvMTiTgnMn3iL1+5P+OTH3MalWj39E8KeHtTUnU6k17U6E3IvCncmiU6Orfppqnk2TuKvt6bJ4PaifKwnSnTQ7U8KcUDCak9BV2PSncE86ZJ2k+EynnTIqnPhedMVdyZsUW9NS1VF30nqJoVee7ye4nMTyp3Jqnq8jVNmielPvJ5XiJuil6NFWid6Jz1VgTSg+sTvJoVYm9P4pp3iYndedA3u+mthMT2mrwJ7Lwz1lWhMTTjA4KqYq4Ot8SeZV404aE0TTmKpONJ7Tcmj/OxuVXJs3ql3k6dU3bIH9T+smxTiT3qm9NOBMp0OKqmiJqTCbyrcmirsTgq0TXYTFXxp94mvJEtyrMFWJaZE/+wm9zCpvKvxE7Nk8ick6bWnDgnvE+ue2q8b7ZV6Sp6E17Q3p0KqbqTUwnWlHFSMT4FVPhTcnoJ5ydhNXJPgTRO1PAnrJ98RTuTOCeclsi3Oqg98nPU6Xo5qpOROKBp7ick95PXTZOZyoVrQalXBhbg8RibPxJtuTKq5iYnsJ7dPsM0T2VW5NetNU9ZNk4Ddw7taXxtWqdnaTSquDs//cxV1JwelOxOhOlOdNk2T105t2qLnTCroTeJwUOKeATZOSbJ405J3irsTkTROSBwTVPWd5VyTqJp0J05WMTCaJhNCdBO8yhXr8Ocm9O8nCp6nT0Cp2JoVSf9fCq6idKe3LdSeUq3CfE4pvd9Pf6XsuxO8xOlOKbJo/pbFXvKuUGhehF6iLViFGehOkq8Crwentfg+t+QiqH4P+9KkQ/8yoVUfl+5olFU0yqVQfLiqB/ftofzA=
20000 | B1-CP-13501-C4003 | 1- C5XFE-R /ST/ | 2 x 2 x 1.0 mm² | 30 | B1-TCS-1301B-XD54 | TCS I/O and marshaling cabinet | B1 | 002 | 002 | B1-CP-13501+ER-X100 | BOX OF GEN.EXCITATION | B1-CP-13501 |  | DSPW/SUPP.FI | -C4003 | 1- C5XFE-R /ST/ 2 x 2 x 1.0 | LOCAL Base Objects¦Cable¦A30¦Z20¦0502 |  |  |  | -X100 |  | -XD54 |  | 2024-06-12 / Harasta, T. |  | @@UU@@C@@AA80AApOUQpTGOc5jHOcxjmMc6EpSo6EoSlCkoShSQHSlIEJQhCAJQACQKUpSgKApSgAUACgJUBSgHUpSUJAkCgJQBKFKQkAFJApSlIUACVJQlKgAAAAAAAAAAAAAAAAAAAAAAAAAAAAAAAAAAAAUAAAAAAAFAAAAAAAAAAAAAAAAAAAAAAAAAAAAAAAAAAAAAAAAAAAAAAAAAAAAAAAAAAAAAAAABCy/LwdJzifX+P8iebugnrE6fy9VH7b39fMfUZlj7l1mujxhr8ujonV6P78/kvKupLJ5fHL//t+/XTZIoljvQZ9SQD/wAdfb5UIt0gZbRay/DLAK8gl8frrpWM9UxYM3Myg/OUiUoIaYlAeQlKSzkT2ROSY0SAkAYoPMBYJAkimCiCUMEESCVHbiULSLyc9ASEgxMAaRIw4aYm0rnCROzLjrSEOXBbKQHKhTT1aNq5CoTOVlLzdnmtaydWAFw4vPOjcADiBH9w4hOIhZMPaEiURBwQko4eUThG6AkJAnokJPdsAkJ+jtZOtp6wksGiJbaHHuYEKjnsEsFaF7AGoTH3+usvhEg+C/LV4e7sV459Am9k4ajjnnEnVXGjNqrLaaC23ToUPTqx019y/v3asuPFxlsUbgmwJtZdE9JZXit2KekTEhdMKLr8mQTJxXSq7Adm7K7fvmHPmwZATtgUaNrcxR/HiE3YEv0XCZM9GzwRi3YbIEp6DfEjueoTZBMlvVEsE3qxNswb/gEj4vaJWJ7BIE/wTtAl4JVm92Yx7MHpADCJb6+99EyYllArozgl4khM6kwTNME+mVIlImFSDBg9j3tnYE90CUGITdP9E9tVZjEgqaQSsSfyABgEvBIEuE8QkCXVkHx3CagTwCHzxHhTfYdH4fYIoK+8A
20001 | B1-CP-13501-C4004 | 1- C5XFE-R /ST/ | 2 x 2 x 1.0 mm² | 30 | B1-TCS-1301B-XD45 | TCS I/O and marshaling cabinet | B1 | 002 | 002 | B1-CP-13501+ER-X110 | BOX OF GEN.EXCITATION | B1-CP-13501 |  | DSPW/SUPP.FI | -C4004 | 1- C5XFE-R /ST/ 2 x 2 x 1.0 | LOCAL Base Objects¦Cable¦A30¦Z20¦0502 |  |  |  | -X110 |  | -XD45 |  | 2024-06-12 / Harasta, T. |  | @@UU@@C@@AA80AApMSQpjGMc5jHOc6DGMc5zpSk6DgShCEJOBAEoSBCUIShCAJQkClKUBSgKUoCgAUBQAJUBSgHAlSkJAkCgJQBCVKQBQFKApSlIUACVJQlKgAAAAAAAAAAAAAAAAAAAAAAAAAAAAAAAAAAAAUAAAAAAAFAAAAAAAAAAAAAAAAAAAAAAAAAAAAAAAAAAAAAAAAAAAAAAAAAAAAAAAAAAAAAAAABCxfJx9h1CfV5/5E9PhBPYJ2ff+0/68P9fKfSWLH2rrNc/mDX6MvXNV0/36vwuKs8sPo+zzf/H3a58cieWC5BmzyAf+ADTt9CEbGgDFYLWXXpUivOJdH566FjzyF9bbgkfjKRKUEBREoCIzk0LIm2RJc8DRICQBfg9IGMSBJFEE8EoYIIkyiJ9UShaBefqnCQkF1TIDQJF+/TEzQtLNjxYK0hC90EPQhPP257YWxC+JcTk73un142onoBab3qmr74AcoI/uHKJykLJh3BIlEQccJKOToE5BtgJCQJ0yEm1YwJCfk6cPc7vdElTliW0hzbtKFR1YxMYrOvCBviYODSst4SDcuxVeTw5q8E231icOLkrOabKJNWaM92/WW0zltltWZQp2eKj9PBZ4oy4q8PMYYn74mYTvZMs2yYKy/oz0dgl9CyYJ7O5hwictuzVtO3didzSZLKMIJqAny7Wo/j4BN6BNGTNK0TDkmo08kVb0OOBKOs8YkeDUJpBMVnbE2BPFWJuFPFwiR8PuErE9okCf4JuglwJVZ77DBpg6gAvCbHs4PnmJhMc4rlyAlwkhMikwJZMCfRKgSgS8pBTT7Xg2cwnvgScvibp/onuqrMAkFTQCViTfGAFIlwJAlonjEgS2sg+K0TfBOIQ+aI8nlDjYc2v6xFBXtA==
20002 | B1-CP-13501-C4005 | 1- C5XFE-R /ST/ | 5 x 2 x 1.0 mm² | 30 | B1-TCS-1301B-XD54 | TCS I/O and marshaling cabinet | B1 | 002 | 002 | B1-CP-13501+ER-X200 | BOX OF GEN.EXCITATION | B1-CP-13501 |  | DSPW/SUPP.FI | -C4005 | 1- C5XFE-R /ST/ 5 x 2 x 1.0 | LOCAL Base Objects¦Cable¦A30¦Z20¦0505 |  |  |  | -X200 |  | -XD54 |  | 2024-06-12 / Harasta, T. |  | @@UU@@C@@AA80AApNSQpTGMc5jHOc5znMdCFIQdJznUlCkIQlAFIShKkJShBwJQBSVAUpSgASoCgAUBQAKUBSgHAlSkJAkCgJQBCVKQBQFKApSlIUACVJQlKgAAAAAAAAAAAAAAAAAAAAAAAAAAAAAAAAAAAAUAAAAAAAFAAAAAAAAAAAAAAAAAAAAAAAAAAAAAAAAAAAAAAAAAAAAAAAAAAAAAAAAAAAAAAAABCwfLydh1CfT5f5E8/eBPUJ2ff+1H68f9fN5PoMix9q6zXR9Ya/Ns9c6+n+/R+GUr2pX/Nkt//7Pu10wYqIv5UGd2QD/wAaNzoQjF2wMGMWwtuSqFecS2Pz10rHlkL6WyD8ZWzJzghpiUJES50JE9Am3MaZASQLsHnAwiQJIpgogllkyIImEqd+JQtQvP1UBISCtgDtiRcii5JpXYCeLDesSELnQR0IUUbdF2DEhdEtylCyIfd6bjdJ0KPpiq56J2bwAagR/cNQmohZMO6JEoiDkhJRy9AnKNsBISBOmQk+7hAkJ+Tov7ebMJKrYiXcQ5t2pCs6sImEVoXjA7wl7v6FlwCQdy3BX4uLZsvT6xOK/y1nNPKJOs2MfDWd3HVSY8WfZUNuNGDh7/H8Fv6YM1mDmMcU74m0Jue5tT0mey7mzU9gl1C2YUW5798TVku+87uS+z0aS3FVeBNIFGXTvn8eMTggTJl1WiX8tOjPVKvghwwFMDVLrOQSPf3hM4Jgx7QmITjvCbhV4fAJHxewSwT1iQJ/gm8CWgleP24y9og6gAuCYvVxeSZMTDQK7GUEtEkJlUmCY5gnzypEpEuKQVVet4s+yJ7YEoLomk/0T2V2F4SCtpBLBJ/IAFQloJAmQTxiQJksIPjyCcIJ4BD4YjxQHhYdjX9Qigr2gA==
20003 | B1-CP-13501-C4006 | 1- C5XFE-R /ST/ | 10 x 2 x 1.0 mm² | 30 | B1-TCS-1301B-XD45 | TCS I/O and marshaling cabinet | B1 | 003 | 003 | B1-CP-13501+ER-X210 | BOX OF GEN.EXCITATION | B1-CP-13501 |  | DSPW/SUPP.FI | -C4006 | 1- C5XFE-R /ST/ 10 x 2 x 1.0 | LOCAL Base Objects¦Cable¦A30¦Z20¦0510 |  |  |  | -X210 |  | -XD45 |  | 2024-06-12 / Harasta, T. |  | @@UU@@C@@AA82AApTSQpTGMc5jnMgxznMc50KQhCEnSlClIShR1KQhIEJQhCAISBSVAUpSlAUoCgAUBQAKUpIAHApSUJAkClKQBCVKQAAFJApSlIUACVJQlKgAAAAAAAAAAAAAAAAAAAAAAAAAAAAAAAAAAAAUAAAAAAAFAAAAAAAAAAAAAAAAAAAAAAAAAAAAAAAAAAAAAAAAAAAAAAAAAAAAAAAAAAAAAAAABC1vk4+w6hPq+/+RPNvgnpE7Pw9FH7cP9fLi+khY8a6jVR9gavL15519P9/n5LivXlZ5fH9v//dPVFsicsNyDPXkA/8AHb3OhCMW0BZjFwF16VQrziXR+uqkCM0hfO4IPxlIldORDTEoSIl5CRCz2xOegaZASEvwh5gLRIEkUwUQShggiQSo70SgCkXn6qAkJBf14JAbQkX6b82laswTox22YUhCm90S6EKNiqiq3GhWJlKcsRDEL3LOnE2FFILVe/KeDz7oAcoI/uHKJykpLBD7gkSiIOOElHJ0Ccg3QEhIE6ZCT3sQEhP0e5Zs6NkTPO9KJe2h4dFSFZ1WiWitC8IG+Jh7+hZaRINF2tXzcGfBhn1ie7ZyVnNPKJOszY9+sxU0GK3azKEadNen3tjgyVWYMPMWxRuiZhNFuWe2bGC/kz09gl9DJMKMntWWCcmS/3ceFzhubJ3cuO9YCd4CjNo3T+PgE3oEuzXCYctHb8EX96HWgSnrOISNPoE2wSzFriWicOATcKuLwCR8PrEwCeoSBP8E3QS4Erx+zGYduDqAC8Ji9Pf+eZMS2gVzZQS4SQmVSYJjmCfRKkSkS8pBVV6ng284nsgSgvicR/onrrwGESCtpBMAk/jACoS4EgTIJ4hIEyYCD4sgnvgnEIfNEeHxBxsOfV9aigr2g==
20004 | B1-CP-13501-C4007 | 1- C5XFE-R /ST/ | 10 x 2 x 1.0 mm² | 30 | B1-TCS-1301B-XD54 | TCS I/O and marshaling cabinet | B1 | 001 | 001 | B1-CP-13501+ER-X300 | BOX OF GEN.EXCITATION | B1-CP-13501 |  | DSPW/SUPP.FI | -C4007 | 1- C5XFE-R /ST/ 10 x 2 x 1.0 | LOCAL Base Objects¦Cable¦A30¦Z20¦0510 |  |  |  | -X300 |  | -XD54 |  | 2024-06-12 / Harasta, T. |  | @@UU@@C@@AA82AApRUQpjGOY5zGOc5zHMZJ0oSo50HUA51IUgCQIQlCkJQg4AISBSFKUBSgAUoCgAUBQAKAlSlHUpKlIAkCgJQlKVKQAAFJApSlIUACVJQlKgAAAAAAAAAAAAAAAAAAAAAAAAAAAAAAAAAAAAUAAAAAAAFAAAAAAAAAAAAAAAAAAAAAAAAAAAAAAAAAAAAAAAAAAAAAAAAAAAAAAAAAAAAAAAABCxfJy9h1CfT+H8iePhBPSJ2eL0T/tx/18uT6CFj7F2m2f6w29HXmmweb+/J+Npg7csPR9vh//w/dtoySJ5YbkGbckA/8AGnX0oRZoAxZRai6mV4V/IS6P1++gCPFIXztUH5ykSlbIk0RKAiCUHcQm3ROicaJASAvwp4wMYkCSKIJ4JQwQRIJT78SgCgXo6pwkJBfYAziRTPTM0LcE2TFXUkIU9MHShNuUT5EKRPbuLihmg9zzYZ6KFxtZTMo0RRf1TV+6AGwEf3DYJsJSWCHWJEoiDkhJRy+QTlG2AkJAnlkJN72MCQnnf004s+7oElTmiWpDwb15DAdWQTIKzrxgcIlfFpWXdEgttxYObvZqq5usTew7MBzTXCTdyqqM2XhrLKJyynPmUOLRKvCcHFZgrplzGKJ9Ylwmm26bOblV/g7dHYJfQsmCey7DhE2Zb+qyt1BrzluS9WCbwE92nRrj+PgE34Et7VomG6fd5Iv78OOBKOs74kd30CaATDk3BMYnv1Cai93+MSPh9YlQnqEgT/BN4EtBMFnssK9EHUAFImT08XzTEwmOcV7VwJaJIS5SYEsmBPnlQJQJSpBevep72jMJ7IEnL4nIf6J68FRWJBgaASoSb4wAvCWgkCZROcSBMtRB8WUTgBOQQ54jwc4bGHNt+pRQV9oA=
20005 | B1-CP-13501-C4008 | 1- C5XFE-R /ST/ | 10 x 2 x 1.0 mm² | 30 | B1-TCS-1301B-XD45 | TCS I/O and marshaling cabinet | B1 | 001 | 001 | B1-CP-13501+ER-X310 | BOX OF GEN.EXCITATION | B1-CP-13501 |  | DSPW/SUPP.FI | -C4008 | 1- C5XFE-R /ST/ 10 x 2 x 1.0 | LOCAL Base Objects¦Cable¦A30¦Z20¦0510 |  |  |  | -X310 |  | -XD45 |  | 2024-06-12 / Harasta, T. |  | @@UU@@C@@AA82AApOSQpTGOY5jHOc5zHMdB0JAdCDpSA6UoQpSVKQhCUAQg4AISpIEqABSlAUoCgAUBQAKUpSgHAlSkJAkClJQpKVKQAAFJApSlIUACVJQlKgAAAAAAAAAAAAAAAAAAAAAAAAAAAAAAAAAAAAUAAAAAAAFAAAAAAAAAAAAAAAAAAAAAAAAAAAAAAAAAAAAAAAAAAAAAAAAAAAAAAAAAAAAAAAABCxfFy9Z0ifR4/5E8vACeoTr+/00ftx/18eT5yFj7V2Gyj6g2eTqzzr8/9+b8Livblh8lf2f/9f3bKSCcsFyDPbkA/8AGnV0IRk3AMNothdVK8K84l0frspAjxyF9DZB+MpEpXSJNMSgIiUPOhPSJooGmQEgL8B5QMYkCSQpgoglDBBEglRvxKAKRefpoCQkF9gDcEiqiqbSuYJ5MWCxIQq6I6EJ9mmgyIVCXFxQ9vz4MTZSRTJRvQBFX5Ts090ANYI/uGsTWSksEPcEiURByQko5fMJyjdASEgT85CT38gEhPQ5NOLRu7gkqs/6X50akPBRvX0MB02iWitC8YHAJh4u2su8JBbmxV83Dt2YJ9Ql2HXWc08wk6zat4KzRbepLcm5nUO9VZilRu8NF2CmzmMUUahMwmm7HPQYLL/vW09Yl9C2YUW7eHCJry9+vVlwuoO5oM1t7CCbwFG12tw/jwie5Am/mz3CYc1HazxXvw44Ep6jjEj3fSJugmG3siYxOKwTUXuPviR4vYJYJ6xIE/wTeBLgSu322mDTB0gBUJk9XF8syYmOgV2swJcJITMpMEtmCfNKkSkSpSC9e9bw7ucT2wJQXxOQ/0T2V2GASCtpBLBJ/CAF4S4EgTKJ4RIEy2EHiyie+Ccgh8kR4PgDWw59n0qKCvY
20006 | B1-CP-13501-I6001 | 1- C5XFE-R /ST/ | 2 x 2 x 1.0 mm² | 30 | B1-TCS-1301B-XD44 | TCS I/O and marshaling cabinet | B1 | 008 | 008 | B1-CP-13501+ER-U514 | BOX OF GEN.EXCITATION | B1-CP-13501 |  | DSPW/SUPP.FI | -I6001 | 1- C5XFE-R /ST/ 2 x 2 x 1.0 | LOCAL Base Objects¦Cable¦A30¦Z20¦0502 |  |  |  | -U514 |  | -XD44 |  | 2024-07-10 / Panek, P. |  | @@UU@@C@@AA80AApQSQhjGOY5zHMc5zmOdCDoSk6EJSlCFIUlSlAQhKEpQcCkAQACkqABSlAUoCQAUBQAJABIAHAlSVJAlKlKQBKVKOBQFKApSlIUACVJQlKgAAAAAAAAAAAAAAAAAAAAAAAAAAAAAAAAAAAAUAAAAAAAFAAAAAAAAAAAAAAAAAAAAAAAAAAAAAAAAAAAAAAAAAAAAAAAAAAAAAAAAAAAAAAAABCxfNq6jYJ9fk/kTz8QJ6xOr7f2p/Xvf1854TKseNdfh11eINfm6dFFnp/v8fLnMG5Nvm8Xj/+Z1zikmbLkGjRID/wAb2/0IRj0gW5BbC6ubwr9wl0fnrqWPJIvqbIPvmSZzSYihvRRFCwzFEM6RJO3A0yBKt+DzgYxIEkqgpgmGCCJZiCnhiYWoXy7KQkSC+QB2BIArrqigqiFzhRkxYbEhCvoick0+jIhWJcVeg0IT2oK8FHprxtJTeBb9Vd+myrgADUCP7hqE1ELLD2xImIg78JMcv4Cco5oCRIE6JEo4cgEiep3bevp7Ak3tETzfl715DAbMYmMVpXkA3RMPHx9paPgEgxZqsdnNxbeG2ivpEi3VODmp40OvtiVYTRm2WXVUl2XToUNrBV+l3xc/JdbZbUYop4BNsTs5slGU3LL/FtVdQl9DLQFOXRbaJ8d1/fy4XfeCNObJewgnCBTn3uE/j5BOCBLs/v5hLc9W9qjB3IccCVdJ3xI+HuCboJbl3BMYndsE3y93uQSPB7RLBPYJAn+CcIJmBMGX3ZTDvQbAArEyevu/TQUCY6RXazgmYSRM6lAJloBPqmoSoStSC9e9jx7u2J7oEpL4nKf6J7cFhhEgwNQJYJR8oAXhMwJAlwnOJAl1hB4LhOIE5RD6IjnkNTDta/sEUFesA==
20007 | B1-CP-13501-I6003 | 1- C5XFE-R /ST/ | 2 x 2 x 1.0 mm² | 30 | B1-TCS-1301B-XD44 | TCS I/O and marshaling cabinet | B1 | 001 | 001 | B1-CP-13501+ER-U501 | BOX OF GEN.EXCITATION | B1-CP-13501 |  | DSPW/SUPP.FI | -I6003 | 1- C5XFE-R /ST/ 2 x 2 x 1.0 | LOCAL Base Objects¦Cable¦A30¦Z20¦0502 |  |  |  | -U501 |  | -XD44 |  | 2024-07-10 / Panek, P. |  | @@UU@@C@@AA80AApMUQpTGOc5zHOc5zGOZBzoQhCEIOhKUISlKgKSlCUJOdKkASoCQKUpSgAUkCQAUBQAKUBKlHAlSkpAlSkqQBKQJQAAFJApSlIUACVJQlKgAAAAAAAAAAAAAAAAAAAAAAAAAAAAAAAAAAAAUAAAAAAAFAAAAAAAAAAAAAAAAAAAAAAAAAAAAAAAAAAAAAAAAAAAAAAAAAAAAAAAAAAAAAAAABCxfRq6TnE+vx/yJ5uyCewTp/H10ftyf19J4StY8S6/Drp+0Nfl6M86vR/f6/laX9mWHy/d9//+L8NdOSRRLDagz2pAP/ABo4eZCK94DFYLUW3ZXBXyCWx6vHSsWyF9LVB+kpEpQZZNMTgMRKUlnJnuidSY0SAkAXofMBjEgSRTBRBKGCCJBKjrRKFpF8nPQEhILxAG2JF27TEymIW0JE8mLBUkIU80ASySo0ZELolh+ZnQuhbo9FzI4Si4C3qcE8HVADUCP7hqE1ELJh4BIlEQdyElGnziaRsgJCQJzSEnxYwJCel2bd7Ht7u2JK9niRy8NKF458gmQVoXjAxiVdn1b6z7AkE7MV/l+LNVgn0CdvDqvz5aONDazCXMF2M+XnoLKaCyivczqHyZs2nt797ky4qqO8ZIo4hNkTgs2J1m5Ve7WenpEvIVzCivaw4RPjsvcNeB4uI3YMuS5gBOuBRbo2z+O+JwwJZbYJgy8FO9oi/14ccBuQNzoNIkfD6xN4Ex2bQlYnJUJ1C5p7gkfL7hKhPaJAn+CdYEygl+v31mDfg5wAuiZPZx/VMmJjoFdi0EyiSEtUmCVzBPBKkSkS6pBcue1493MJ74EoLwmk/0T3X6jAJBfaQSoSfzgBcEygkCWCd8SBLKiD5rBO0Cd0Q8ER3k7rDsa/sEUFfg
20008 | B1-CP-13701-C4006 | 1- C5XFE-R /ST/ | 5 x 2 x 1.0 mm² | 30 | B1-TCS-1301B-XD52 | TCS I/O and marshaling cabinet | B1 | 009 | 009 | B1-CP-13701-XC4 | BOX OF GEN.AVR, SYNCHR.AND MEAS. | B1 |  | DSPW/SUPP.FI | -C4006 | 1- C5XFE-R /ST/ 5 x 2 x 1.0 | LOCAL Base Objects¦Cable¦A30¦Z20¦0505 |  |  |  | -XC4 |  | -XD52 |  | 2024-07-21 / Panek, P. |  | @@UU@@C@@AA9KAApaUQpTGOY5jGQg5zmOc50IQhB0JOlAEHAhKAKUlSUnQhSEKABQFJUpQEgSpQFASACQAUBSgKQpIEoQpQFJSpSVKQkClKApSlIUACVJQlKgAAAAAAAAAAAAAAAAAAAAAAAAAAAAAAAAAAAAUAAAAAAAFAAAAAAAAAAAAAAAAAAAAAAAAAAAAAAAAAAAAAAAAAAAAAAAAAAAAAAAAAAAAAAAABC1/k4+s6RPD9nh/kT7e2J78CekTr8f7Ufrxf13/l+cyLGFfr8nNT9Ac3P1bU7Px/vy+TKeLblr9H1Wf/9M+aIKJxZjQZ7UgH/gAwaNPmQjDnA18QtFpf2r874rziY4/PNSseOQvndaD75SJSgySaYnAREuckQsTzidExpkBJC/An3AYBIEkUwUQSvyZEETCVPaiULeF6OmgJCQcJAG6JFVFU2kDKE8WG2xIQqPMhuT3KKb9QmQouiIEuQ7Pnqa6YokC3qss7++AHICP7hyCchCyYbhIlEQcUJKOPyicY3QEhIE/CQk9/ABIT3vydOrBLbM+4JK/sbUp7yHDpqQ3jpxiYxW9SvdA0e2Jre7NZcIkHLljBXy7Ndmx1CatbVXP3OWnMJTitNGGUzDu5VCrVer2K8vc7mtdbVvYqJGtonXf0iVCdinNPObNFWKjrEqQsmFHoyb1dol36cGzbv3YHJ3s+l34ySqwInZA2NFl7+PhE7UCZinEJZdj2tFfBDggNu2Q1W9RxiRw5xN0Ew3bIlwndtE3i9xahI73rEsE9QkCf4JpBMYJXi9mIt7EHoACoTD6e34JkxMFArlyAmMSQmRSYJimCfNKkSkSpSC9e9Toz5hPZAlBfE1H+ieuuwtEgraQSwSfxgBeExgkCXCfAJAl1hB8VwnACcQh4Ijv+AONhzc3iRBFfaA
20009 | B1-CP-13701-C4008 | 1- C5XFE-R /ST/ | 5 x 2 x 1.0 mm² | 30 | B1-TCS-1301B-XD42 | TCS I/O and marshaling cabinet | B1 | 001 | 001 | B1-CP-13701-XS4 | BOX OF GEN.AVR, SYNCHR.AND MEAS. | B1 |  | DSPW/SUPP.FI | -C4008 | 1- C5XFE-R /ST/ 5 x 2 x 1.0 | LOCAL Base Objects¦Cable¦A30¦Z20¦0505 |  |  |  | -XS4 |  | -XD42 |  | 2024-06-12 / Harasta, T. |  | @@UU@@C@@AA9KAApaUQpTGMYxjnOc5znOdB0nQhCEJQk6knUhJwKUlAFHQhAEqABIFKUpIFKAgClASBQFKAoAEoAhSkoAkCkpSBKQJQBAEqApSlIUACVJQlKgAAAAAAAAAAAAAAAAAAAAAAAAAAAAAAAAAAAAUAAAAAAAFAAAAAAAAAAAAAAAAAAAAAAAAAAAAAAAAAAAAAAAAAAAAAAAAAAAAAAAAAAAAAAAABCv+Di6zoE8PN4f5E8ndE+aBPYJ1/n+1Hr4f6+vk+4yrGFeU5aPxDl5+rPO30f35v0yn37Mr/Pb4v//LxTogicXMiDPPIB/4AMHZ7fnQjDtgX8QtF0s2bJ2CvjEyR6s1KxzSF9Leg/WUiUoMsmmJwERKDxoRPcE55jTICS2QHkAwCQJISmCiCUMEESCVG/EoWkXn6KAkJB3GAN0SK6K5tK39gKMWG9dSELDzIap7dFNlYmUulLjQ0eittpIokCFVexOzSAHGCP7hxicZCyYe2JEoiDXCSjh8onCOOAkJAnnkJPTgAkJs+l068Eto3NsSVnYiWhDVt6a0NB0ZBMgrXSvygfGJe4NCy1CQerYjBb3s9tzsdQmu9rtKqPk71WYSqnFdMESMG5lUODgs6cWHpqqz3bdGODi0U74lIm9hvz3TDXsT6xKkMUwspz6J3BI7Wb4tqi58OK+5Po2yve2skNk8KJ3AM29dp/j5xNUCXinEJcx5PXvW78OCAuQNW1d6jjEjVuCboJhx7ImMTXeE0FXFwiR9PuEuCe0SBP8E0gmQEtxe/EXezB0gBWJh9nd5JkxMFArsZQTIJITKpMExTBPtlSJSJWpBVV7Xd3MwnvgSgsE1n+ie624XRILWkEuCT8AAVCZASBMYnfEgTHcIPqxib4JwiHJEfZ3w4mHNzfgiCK/AA==
20010 | B1-CP-13701-C4010 | 1- C5XFE-R /ST/ | 5 x 2 x 1.0 mm² | 30 | B1-TCS-1301B-XD42 | TCS I/O and marshaling cabinet | B1 | 007 | 007 | B1-CP-13701-XS4 | BOX OF GEN.AVR, SYNCHR.AND MEAS. | B1 |  | DSPW/SUPP.FI | -C4010 | 1- C5XFE-R /ST/ 5 x 2 x 1.0 | LOCAL Base Objects¦Cable¦A30¦Z20¦0505 |  |  |  | -XS4 |  | -XD42 |  | 2024-06-12 / Harasta, T. |  | @@UU@@C@@AA9KAApbSQpTGMY5zHQcxzmOc50HShCEoSlCEpQhKEpAhIEoOdSEqAACVJABKlKUpQFASBSgKUACgIUlSlIAkCgIUpKlISpSlKApSlIUACVJQlKgAAAAAAAAAAAAAAAAAAAAAAAAAAAAAAAAAAAAUAAAAAAAFAAAAAAAAAAAAAAAAAAAAAAAAAAAAAAAAAAAAAAAAAAAAAAAAAAAAAAAAAAAAAAAABCw+PV0noE8nl8n8iebhE9uBPSJ0/V+1H66f6974fjMqxiXkOSj5g5OXo0Tv+f++b68p8nVlh5YP/+f6OSiDDRFmRBnokA/8AFu32fuQjFsgW2i0YC91b07wr9gmSOfPSseWSB+DrQfbKRKUEZYKYnAREoJbInLPliEhhgpmBJb0HmAtEgSRTBRBKGCCJKSo34lCw0i8vompISDtsAdYSK6K5tK5gnjxYLEhCs5kJbE6Kq6xODKZCtuQ3PPecBOlR54rvZ5394AOMEf3DjE4yFkw9oSJREGmElGrmE1DkgJCQJ98hJ71oEhNf8Xe02y2Tb2hJXteJbqHc3qkOwbdwlwrVSvfA7omDvbm4s+ASDnzRis8GizBr9AnFrcXesK6eHwV6BKqbtYxRIxdbOobEadH56MPFxWYL+7dBq3ae2JSJu5tE7TZr159IlSGOYUXZ7LBN3Nv7Fnax4XJ7m0de7eK4LUTgApz9jJg/jwiVdyQlLTjEsuoyfp17/BDbAVQNVnQcYkd3ZE2gS3HoExiacAm4Ve1qEjxesSwT1CQJ/gnZBMgJfx+zGYNuD8gArExenh+CZMS2gVzZQTIJITKpMExzBPilSJSJWpBVV6nh2s4nsgSgvCcR/onrv2GASC+0glgk/dACoTICQJcJ4RIEusIPHcJvgmkQ8UR7+kTN9PyogivUA=
20011 | B1-CP-13701-C4011 | 1- C5XFE-R /ST/ | 5 x 2 x 1.0 mm² | 30 | B1-TCS-1301B-XD42 | TCS I/O and marshaling cabinet | B1 | 003 | 003 | B1-CP-13701-XS4 | BOX OF GEN.AVR, SYNCHR.AND MEAS. | B1 |  | DSPW/SUPP.FI | -C4011 | 1- C5XFE-R /ST/ 5 x 2 x 1.0 | LOCAL Base Objects¦Cable¦A30¦Z20¦0505 |  |  |  | -XS4 |  | -XD42 |  | 2024-06-12 / Harasta, T. |  | @@UU@@C@@AA9KAApcSQpTGMcxzHQc5znMc6EIQlB0IShCEIOhKEKUhSkoOhSEKABKQKABSkgSpQFASBSgJAACgIUlSlIAkCgIUpKlISoCVKApSlIUACVJQlKgAAAAAAAAAAAAAAAAAAAAAAAAAAAAAAAAAAAAUAAAAAAAFAAAAAAAAAAAAAAAAAAAAAAAAAAAAAAAAAAAAAAAAAAAAAAAAAAAAAAAAAAAAAAAABCv/Hydh6BPH5fH/Inm4hPhgT1Cdn2ftR+uj+vD8vzmRYwrznPR5A5+jr1Z3fP/fT9uQ+jWlf6PIf/H1c8oL8ostQZ6sgH/gAwbO7+CEYdcC/iFovFetXOsV+4S2OrTpWPLIX8nSg++UiUoIaMkpwEROCWuJ0TDoggCKZgSWuDzAYBIEkUwUQSskyIImsqd+JQtQvR6KBZCQd1gDYEita6a6GpcoTvYa7EhC4dKEu3Oi5UJctMZU8GNDb891vE6gW5XlnX1ZwA5QR/cOUTlIWTDvCRKIg0Qko5OkTkG2AkJAn4yEnnwgSE1Pzc+jBLMbOYSVermlPcQ4c9xDaM1olorVSveA9wS9722suASDqyxvYbObWsvavWJx3+O6VUe7zVaglVOO8YIkYNjKod/i3O97+7o4539KyrHBc3aeASkTct1J9w7dzSn2CVIYZhRrb1lgm76eHNZv4r7br5jax1b5giATYWUU6e1Z/HgEp4ZCadOIS9jtp9Pcu92HBAUkDVKzrOYSOHXEzAmDFqiYhOTSE2yrl+ASPi9glgnrEgT/BN0EtBLuL24i9swfoAFwTD6uLxTJiYKBXLkBLRJCZFJgmKYJ80qRKRLikFVXreLNpie2BKCsTjP9E9l2wvCQXWkEsEn4QAqEtBIExieASBMdhB8mMTOCaBDvxHikGhhy/X9KIIr2g==
20012 | B1-CP-13701-I6001 | 1- C5XFE-R /ST/ | 2 x 2 x 1.0 mm² | 30 | B1-TCS-1301B-XA10 | TCS I/O and marshaling cabinet | B1 | 002 | 002 | B1-CP-13701-XP1 | BOX OF GEN.AVR, SYNCHR.AND MEAS. | B1 |  | DSPW/SUPP.FI | -I6001 | 1- C5XFE-R /ST/ 2 x 2 x 1.0 | LOCAL Base Objects¦Cable¦A30¦Z20¦0502 |  |  |  | -XP1 |  | -XA10 |  | 2024-06-12 / Harasta, T. |  | @@UU@@C@@AA9KAApeSQpimMc5zGQcyDHOc50nSlCEoQhB0JShSFJUlCkIOdSlKUACVKABKlASBQFASoClKAACgISpSVIAgCQJUBKQIQoCVKApSlIUACVJQlKgAAAAAAAAAAAAAAAAAAAAAAAAAAAAAAAAAAAAUAAAAAAAFAAAAAAAAAAAAAAAAAAAAAAAAAAAAAAAAAAAAAAAAAAAAAAAAAAAAAAAAAAAAAAAABCw+DV1HQJ4vw8X8ic3eE+OBPUJ1fj+0/10/19B9RjWLV5Dkn9wcnL09ejB5/783kxn155YeX7cn/y+/klbIlKzIg0XpAP/ABb2tH5oRr7AGG4Wdhf7F+i+K/kJjjnzUrHjkL6HWg8spEpQWkmmMk5TWGUTglsCSOWFnICQt+DmAtEgSRTBOCUMEESZRBPtxKFpF8nRNJCQc1sEgNkSAL9/BelNqW9lCcrb1aQhenEteU50iXHMZkKmm5Db8+s2FFQL7mCvLPBvABqBH9w1CaiFkw6BIlEQcUJKOPyicY44CQkCeaQlHbtAkJp9D0b+nXltG52hJYM8S93fpQ3Cy4S4VqpXiA0CV8O2suASDnxxbg3s2CvLvdInFPDxVk+f4qffQziVVY8JdEi7ZzKEbGL3u7r9jh4dbWs3ckHHhp3xKRN3Jno2zs2X+vPqEvIXUBPs71lgmj07+WvuYsLk+XaNGKrCicC7JEFObRX/HfEp7khM1NwlmLH6dzBwQ2wFcDVX0nwiR3dgTZBLbs4lwmmwTdKvg1CR83sErE9YkCf4JvAmMEwXe24s2oP0AC8Jr+rh8NBQJbMVy5ATGJITIpQCXUAn0ypEpEvKQVVet72zmE9sCTL4mk/0T2YKywSDA0glYlHzgBUJjBIExCfIJAmKsg8GITfBNIh4YjvyDUw5fH9iIIr1gA==
20013 | B1-CP-13701-I6002 | 1- C5XFE-R /ST/ | 2 x 2 x 1.0 mm² | 30 | B1-TCS-1301B-XA10 | TCS I/O and marshaling cabinet | B1 | 002 | 002 | B1-CP-13701-XP1 | BOX OF GEN.AVR, SYNCHR.AND MEAS. | B1 |  | DSPW/SUPP.FI | -I6002 | 1- C5XFE-R /ST/ 2 x 2 x 1.0 | LOCAL Base Objects¦Cable¦A30¦Z20¦0502 |  |  |  | -XP1 |  | -XA10 |  | 2024-06-12 / Harasta, T. |  | @@UU@@C@@AA9KAApeUQpTGMc5zHOc5zHMhB0nUo50IQlCEIUcCUgUhSEHOdSlKAACkpABKlKUBQFASoCgJUACgIUpSVIAgCQJUBKQIQoCVKApSlIUACVJQlKgAAAAAAAAAAAAAAAAAAAAAAAAAAAAAAAAAAAAUAAAAAAAFAAAAAAAAAAAAAAAAAAAAAAAAAAAAAAAAAAAAAAAAAAAAAAAAAAAAAAAAAAAAAAAABCw+DZ2HUJ4fw8P8idHGJ8cCekTs/H9qP11/18x9RasYl5jmo8Qc3P19qd7zf35fHafXmlh57fF//2/dzU45FEsG2gzpkA/8AGPd4fzQizQBhyC0Xy77l2d0V/ITajp7VKxlkL53BB5JSJSghojanLGQwspUQSzic81okBIAuwdAGISBJFMFEEoYIIkEqOKJQtIvj6qEkJB0MAaBIuXJFMpNK4NsJrXTZTOtIQpIxynQJTYdBlQqaLEN7zTMDfKKlGiLt7ane4AA2Aj+4bBNhCyYd8SJREHLCSjV5BNQ2wEhIE8shJ8OJdUTE1+d93VjluG9uCSu5uqU+7pqQ3SrIJkFaqV5QOASv3+2su4JB02xivZst6vb6xOWeDl01lPT8VXIhmEqqtwlkSLNGVQ5KpbhTx8nJnrub+SDVwU6RKROC3NPtme5bPsEqQsmFHt8VdYnD6NOivTZhbe9unDkqwoncAzlMGXfr/j5BKuKQmWmwS/kt9G9e7sOKArgaq+s+ESPeziaATFZmEsE13xN8q+DYJHf9YlYnqEgT/BOEEtBL1nssL+7B+gAXBMfp4/omTExUCu3tAlokhNpSYJZME+mVIlIlxSCqr1PHoyieyBKC6JqP9E9d6sviQXmkErEn8oAVCWgkCZBO8JAmSsg8GQTSCaxDvxHz6w2MOX7/sRBFfa
20014 | B1-LS-13101-C4001 | Cu | 2 x 2 x 0,75 mm² | 20 | B1-JBAY-1341-X01 | JB HPH FI | B1 | 002 | 002 | B1-LS-13101-B01 | LEVEL 1.2 IN CONTROL OIL TANK |  |  | DSPW/SKID | -C4001 | Cu 2 x 2 x 0,75 | LOCAL Base Objects¦Cable¦A30¦Z20¦0522 |  |  | B1-LS-13101-B01 | -B01 |  | -X01 |  | 2024-06-12 / Panek, P. |  | @@UU@@C@@ABAmAAshSQpjmMY5jHOY5jmOc50HSA6UoShKVIQdQFKSlCEHOBCAJUlSlKApCgAAoClKAAAEJUpSQKUoCUJSBKVJUpIEpSoCgKAoCkJUACFJQlKgAAAAAAAAAAAAAAAAAAAAAAAAAAAAAAAAAAAAUAAAAAAAFAAAAAAAAAAAAAAAAAAAAAAAAAAAAAAAAAAAAAAAAAAAAAAAAAAAAAAAAAAAAAAAABCs5Pi6e/H3eoTl+z5f6Ep3wToEl0zcHPSfS8i9/yR4Yfr8U0/KHg9f4S2sH6f3XtZDxc0rMfL9v/y+/wSxSIkZUGNEgH/gEr8vmQyxixAYaBa28K+FTzzL+Nm5ML+ugCCqDySQkSlBnJPNF+9JC8sMovQSxiSL8KwBAsQeMAxQJCEiiC9BJCGCCKpmaIvxOYJSWkWlDm9E4SEg4AgA2xIAx1VUQXmgd0LLa0cQlE8S/NCy9Nnno1XxLspBO6PH2N25wE1AIU11TYsfcATYCP8BsE1kLJhxiQSg55SIgNflE2DkgJCQJ5pCTb1oEhN9tMPa8+nj9KE01/avze8hK/u7dVolorhTXwgcUhMXBaksAkHoyd23BljNgnq1nrE19uvVRdXnEw5J7soEXtXe6tM56buHH3qM+Ht681nZqsKZIV1R6tNOy/ZqEziXWy0kqNvpE0kg6xl4c+dDessE05498DJ1abt7VuITaCbrZbATAs8aiaDTi/n5hMqHwSE6+b98gmDNZPhq7sPYhcgEOjnOMTuCZQTaEsEoE7RxbBPn9omgT2CQJ/gm4CYgTRb7rTbs/YBKROjGdAlm+K5AS4T5BMqkwJIE+q6cScSlSCj2fDpzie6BLxSJqP9E9tRWJBfLwJUJ9ACWiZASBLhOISBLqyDkuE2AnCI/HEccg32HN+XKoIAHUA==
20015 | B1-LS-13101-C4002 | Cu | 2 x 2 x 0,75 mm² | 20 | B1-JBAY-1341-X01 | JB HPH FI | B1 | 002 | 002 | B1-LS-13101-B01 | LEVEL 1.2 IN CONTROL OIL TANK |  |  | DSPW/SKID | -C4002 | Cu 2 x 2 x 0,75 | LOCAL Base Objects¦Cable¦A30¦Z20¦0522 |  |  | B1-LS-13101-B01 | -B01 |  | -X01 |  | 2024-06-12 / Panek, P. |  | @@UU@@C@@ABAmAAseUQpjGMY5znMY5znMc5znOhCEIQlSUHShIAAUpCUHQhKQKSlQFKAlAAKApSlKAAAEIApSQJAoCEJSBKVJUpIEpSoCgKAoCkJUACFJQlKgAAAAAAAAAAAAAAAAAAAAAAAAAAAAAAAAAAAAUAAAAAAAFAAAAAAAAAAAAAAAAAAAAAAAAAAAAAAAAAAAAAAAAAAAAAAAAAAAAAAAAAAAAAAAABCs5O/180fh7BOX7/o/oSrgBOoSXXN3Omo+t5F5vNHPD93kmo5Q8Xtjx57/6f3ez2nk6JWYrdv/+b8fFRhkROZUGJ5AP/AJe8/oQyRgwAV0i3mcV51PTMvjs7Ewv66AILsHmkhIlKCHniVUkOghhZpTwSxCXJlYAgAiDygGCBIQkUwTwSQhggi7MFyegvyktQtSHR6qAkJBshABuCRiu3ZimRJpHUElsw3kcAk5+aFk2aejfnqEyFpS39Hl3dWNsJqgQuV3psHygJxAj/AcQmshZMOESCUHTKREBr84nEOOAkJAnokJN2sAEhOB269PZ9O13vWhNNd0S3kKtVWETCK3k18IHHISvuY8Cb09YkHqyfNVisyRmspvVaz2ia5tN+m29nEryb9NuYCKN/wZ7lB67ePL4Kc9em5bPTlvlUkJp49mx2OG5XqEzCY+KW2Spx9Ym0SC00beVDcrrE2MsdoDHoqr3tW6hkzk2zTYCX1oiWoNjB/P0iZEO3ITay/vctEv5bKaLvfh3IDvQ5AIdPSd0TfEygmgTAJSJ2Tj1ieH3iaRPcJAn+CfGCYATTh+GE3bP2ASoTqxHUJZwCtoJjE+cTIpMCSBPtx0CUCVKQU+75NnMJ8IEnKhO2f6J77peEguE4JdE5AEwiWgkCYxO6JAmO8QeHGJxgmsR+yI+rjDhYc35cqggAfE
20016 | B1-LS-13102B-C4001 | Cu | 2 x 2 x 0,75 mm² | 20 | B1-JBAY-1341-X01 | JB HPH FI | B1 | 001 | 001 | B1-LS-13102B-B01 | LEVEL 2 IN CONTROL OIL TANK |  |  | DSPW/SKID | -C4001 | Cu 2 x 2 x 0,75 | LOCAL Base Objects¦Cable¦A30¦Z20¦0522 |  |  | B1-LS-13102B-B01 | -B01 |  | -X01 |  | 2024-06-12 / Panek, P. |  | @@UU@@C@@ABA0AAsiSQpjGMY5zIOYxzmMg5zoOlCEpOBAEHSlIFAUlB0nQpSAKSlQFKSpKgAAkClKAAAEJAkCQJAoCUJSBKVJUpIEpUgAAKAoCkJUACFJQlKgAAAAAAAAAAAAAAAAAAAAAAAAAAAAAAAAAAAAUAAAAAAAFAAAAAAAAAAAAAAAAAAAAAAAAAAAAAAAAAAAAAAAAAAAAAAAAAAAAAAAAAAAAAAAABCs8Hd6fFHj/cTk/L7P6Eq4QToEl0za+eo8L4F8XpjzQ/j55qOQPJ748ufa/X+68955+WVmTk8f/yl5JWSIlXegyzyAf+ASv1etC+LbQLKRaycV8ynsmXy2aZhf2zgQYYPTJCRKUHKSeWJsEkJ1hmieCWQSQLgQhiD0AFsCQhIpgngkhDBBGGZmiMFBKFpFpQ5fbQEhINYQBoEgDGYKIJgogCE1Bitwo2CUn6IYps09HZqEvKbil3PRp1XOImpBCrarms7YCcQI/wHEJsIWTDjEglBzykRAbPUJxDdASEgT1yEm7FoEhOF3sW/7N7Lx+5CefDRKAOBCrVVaJaK1ps7gH0SExa6MSTViQe3J9VtXD2JZsVNew94mDt16Kbq8wmK+mm7bAiifs96/BSe66rmzU/XGezaydcnoy2FUkMFEc1WnuYMPAJmEu4pbvViJqr+kS8kG3vZUM+LEJoyxqA136MFPBq0obe4Tb19oJYtES1Bu5P574mVDtSE612/eJtZd22myvvQ9eF2wIdHOcQnzCZQTcEtEpE3zZrE+74iaBPgJAn+Cb4JaCaMfyxmmzmASoToyHQJZwit4JcJ3RNtSYEkCfhdQJQJUpBT8Pn3cwnygScqE7R/onxwlYkGAnBMInfATGJeCQJcJxiQJdWQfbcJ9IJsA4wIE8MR98g1sOb8+QRQAOoA=
20017 | B1-LS-13102C-C4001 | Cu | 2 x 2 x 0,75 mm² | 20 | B1-JBAY-1341-X01 | JB HPH FI | B1 | 001 | 001 | B1-LS-13102C-B01 | LEVEL 3 IN CONTROL OIL TANK |  |  | DSPW/SKID | -C4001 | Cu 2 x 2 x 0,75 | LOCAL Base Objects¦Cable¦A30¦Z20¦0522 |  |  | B1-LS-13102C-B01 | -B01 |  | -X01 |  | 2024-06-12 / Panek, P. |  | @@UU@@C@@ABA0AAsjSQpjmMYxzHOYxznOcyEHQlB1IQhSEKQhCFAAhCEHQlSgAUgCgJUlSQAAkClKAAAEIApSQKAkCkIUpSAJUpIEpSoCgKAoCkJUACFJQlKgAAAAAAAAAAAAAAAAAAAAAAAAAAAAAAAAAAAAUAAAAAAAFAAAAAAAAAAAAAAAAAAAAAAAAAAAAAAAAAAAAAAAAAAAAAAAAAAAAAAAAAAAAAAAABCs+n5u46Pt9YnP9nh/oSjiBO0SXdNx9njPI+Nej84/CH6+qafnDy+yPvz4P0/uvPlOrplZj6Mn/y+7yytkRLpuQZZ5AP/AJg6/OhdGLEBZQLWXhXpU9Ey+azamF/XWAgvwdckJEpQdRJ4ImqkheWGaL0EsYkgWpCGIPyALYEhCRRBegkhDBBF+ZmiKpyULQLQh1emcJCQcgQBtCQBiqngmZ4QhN4J8Nt9GwSnfjQhZe1b1G1UJmMpO61X47W7mcJNSCFWCuazhATlBH+A5RNJCyYcYkEoOyUiIDT1ico5ICQkCeeQk29aBITjfgw7fo0fL6kJpqtWUbqFO5TaJaK0AVpy6QPkkJh5KElWJB6cfBbglGauarSbvsE5OGujHXcJhyT48oEXrea2mc9WPg39HNTqWWTYMee60p2JkK5Vy9eHZn479m4JqiZtMtBVNTrmx3CXEg19jUQv4cIme6PiAyZ6bdvc0IZtUm18toJhWeJbgd/F/PhEuQ3pCaLtTk/ea4SzPiptwc0OzC3AQ19h4BPjEuBM4lglAm2cvIJ4vcJrCe0SBP8E+EEtBM+L34jZs/YBKRO3GdolnEK5QTIJzCZlJgSQJ9WScScSlSCj28OvqCe+BLxSJvn+ie6+ViQVF4EvieIBMQmUEgTIJpEgTJWQfRkE8AJpAzAQJ5Ij55BxMOp5ucRQAO8A=
20018 | B1-LSH-13001-401 | MEGAFLEX500 | 2 x 2 x 0,75 mm² | 20 | B1JBA-1301-X05 | Generator JB | B1 | 001 | 001 | B1-LSH-13001-B01 | LVL.WATER LEAKAGE GEN COOLER - TE |  |  | DSPW/SKID | -401 | MEGAFLEX500 2 x 2 x 0,75 | LOCAL Base Objects¦Cable¦A30¦Z20¦0522 |  |  | B1-LSH-13001-B01 | -B01 |  | -X05 |  | 2024-06-12 / Panek, P. |  | @@UU@@C@@ABAgAAsRUQpjGOcxzHMc5jGOdB0HSlCjoSpSEIOlSUqSlCEHUhAEgUhQAKUhCgAAoCgAUoCVAUBIEpUpSUoABSkJUpSFJSgAAAUBQFISkCkqOlSgAAAAAAAAAAAAAAAAAAAAAAAAAAAAAAAAAAAAUAAAAAAAFAAAAAAAAAAAAAAAAAAAAAAAAAAAAAAAAAAAAAAAAAAAAAAAAAAAAAAAAAAAAAAAABCxc3x+PWeL0ifX66P5E74J/QnJrm4OvmPoeZfN+XiSbFPLwhb6v08mbDR66vJcTylhxfVT/8vs+2U8iJFqDGWQD/wCYNno50PL+dlgGOkWvoigV8qnTMt3jusnF/XOBBhgskhIlKD75MRK/ICYCAmiUEtAn4E86DJYGmDnALIEhCRRBPBJDbkyIImZRDORC0C6fROEhIO+wAdoSALb9EExREDvOC2ALIqRvFKE2eafnvCe7lMhefNnutcNcT3gKYBacM3nn2O8AmoEf3DUJwkLJh3BIJQR1yZQ6vxE+JcsMhIE6JCTdvZsAmE6Q4e5j0dPw+lDuTT4OzKv4L9glgrUm1qAgSrgwpLAJB+3ot7tWOiRN7+avUYvUJlx6rLyF2Pfw5hLL94DBN3sVBXdXPiz8mGbN1V244wYqe7OhNt5+SRFW/RuiYRLurRduWz00axNok8dujYQlXiElvZWNIGOJ81d29pyZjsoTbuWwErAj3trTKD+PlE2UPBIS3FaJVk5NzsYJoduFyAQ9jrOITSJoBM4lYnLfE3Di1CcvtEziaxIE/sTdBLATPwVXf5cdqfqASkT2XHsEx8IrlBMgnyCbCkwJIE+nJQJQJfUgvGvg0bIm1Ak5bSJ2z/RKqvbBISDATglQnKAlomUEhTIJviQJkqIPmyCcYJxCPgiPnkHGw7H3eEAQAPc
20019 | B1-LSH-13002-401 | MEGAFLEX500 | 2 x 2 x 0,75 mm² | 20 | B1JBA-1301-X05 | Generator JB | B1 | 001 | 001 | B1-LSH-13002-B01 | LVL.WATER LEAKAGE GEN COOLER - TE |  |  | DSPW/SKID | -401 | MEGAFLEX500 2 x 2 x 0,75 | LOCAL Base Objects¦Cable¦A30¦Z20¦0522 |  |  | B1-LSH-13002-B01 | -B01 |  | -X05 |  | 2024-06-12 / Panek, P. |  | @@UU@@C@@ABAgAAsSUQhjGOdBzGOc5jnOc50HQlCTpQBAEIQpSVKQlCEHUhKlAShSgKUhAAAAoCgAUoCQJABIEpUpSUoABSkJUpSFJSgAAAUBQFISkCkqQlSgAAAAAAAAAAAAAAAAAAAAAAAAAAAAAAAAAAAAUAAAAAAAFAAAAAAAAAAAAAAAAAAAAAAAAAAAAAAAAAAAAAAAAAAAAAAAAAAAAAAAAAAAAAAAABCwc3g8nYeP1Cfb7Kv5E7wJ/QnJ2UcPXzH1PMvn/LxpRgpnwhi9f6eXPZV7K/LjKZmzB9ni/+fFRNkkTlxoMzID/wCXtfo50PN+dtoGHWFv9EVCvmU6aFx+THbSL+ugCCyC2UJJmCH74m7KFEMAUTME6RPwKaQCVhXWg5wC2BIQkqgpgnBAEsEEUMxBSRC1C73ppCRIO8wB3BIAxXZqkkqiB3WQMVaFsVo06IvIU6KKue6Js5jKXHz5sTWTSBcgFsu10+jeua++AmoEf3DUJxELLDnEgmCOuWYdX4ifGuaGRIE6JEo9/btAoE6Q4u7h7nT8XqQnRTes7VE/BdtEtFa02dQFkiWcN9JrEg/b04vhstqkoozWai/6xMuDVhuIY6+CzOJhu3AL1G/gqL+K/s73a5L+DYz6L2LJbbeoQnT3YPB1RZv3NwSwS/1bWm2i7T2CaSXv7WVDDZfEz5GNkDDnu7m7jzG2hRVuY8AJYBG3VsTm3X+PoEzofLImt27cgl/LyaL0w6YXKBDo6zjE3hO2CbAlgnLdE2zj1CcvuE0CdgkCf2JugloJr8VeP/MZtU9QCawntxntEw8ArlBMgnzCZlKASQT68lQlQl1SC4dm9p1xNmBKTFrCbx/oldfugkSC8UglYnKAmITKCQpkE4BIEyVkH05BOME4wOECBPkiPnkO+w5/u8IAgAe8
20020 | B1-LSH-13003-401 | MEGAFLEX500 | 2 x 2 x 0,75 mm² | 20 | B1JBA-1301-X05 | Generator JB | B1 | 001 | 001 | B1-LSH-13003-B01 | LVL.WATER LEAKAGE GEN COOLER - EE |  |  | DSPW/SKID | -401 | MEGAFLEX500 2 x 2 x 0,75 | LOCAL Base Objects¦Cable¦A30¦Z20¦0522 |  |  | B1-LSH-13003-B01 | -B01 |  | -X05 |  | 2024-06-12 / Panek, P. |  | @@UU@@C@@ABAgAAsQUQpjGMcyDHOc5jmMc5zoOdCjoUpCUoQpSQKQpKEnQhKVJUpIAASpCgAAoAFAUoCkAUBIFIApSUoABSkKUpSFJSBAAAUBQFISkCkqOlSgAAAAAAAAAAAAAAAAAAAAAAAAAAAAAAAAAAAAUAAAAAAAFAAAAAAAAAAAAAAAAAAAAAAAAAAAAAAAAAAAAAAAAAAAAAAAAAAAAAAAAAAAAAAAABCw8vx/bsPJ6BPB9Xqp/kTugn9CbJcXZynzvKvm/HyJNgnl9YWen9OfNfo9VfPaTylfw/TL/5c32SvyIlzWoMssgH/gE2tvp6EPL+ePGBZULg6YoFfKp1TLdz2lk4v66AIL8FkkJEpQQ5YlCF6GaaAJRBLUJ95POrJYAKoOgAsgSEJFEE8EkIYIIkyiCYiFnF7nnnCQkfCwBuiQBZeoiaIKIgd9lZWhiitGcSpCbPNP0UiblxaUvmz2NZKcCmANMAl6uf8p83CAmsEf3DWJ3iFkw7wkEoI7JModf4Cca5IZCQJ0yEm97esAmE6g4u5i1dWn0ISmq5NPBPh9+rGJjFb6e3rAgTBxYEltCQft57cldOKmY+D4s+GnjMXpEy3+PHShdVnv5xLL1IG1Nw4aDBbgqwafk3J+uvVPRitow1TIS23r2+GNdHbErEt693c3bJ6qNgmok5PBoyoV4MIlORjgAxZvc3+C7MbyE3buwgl8De0xwP8eMTMh4ZCadWLRcJhy+Kc0VzQ7sLkAh0dhyCb4moE0CYBOW8J2jk1icvsE0CbBIE/sTfBLATb71dv+Wnuz9YCVCeu09YmLiFcgJcJ4hMqkwJIE+i6gSgS8pBSbO1qzibkCTmOoTgP9Err9kEhINonBKxPlATGJkBIUuE7okCXVkHjuE74JyAfMBAnhiJSDvsOX7uYAQAPa
20021 | B1-LSH-13004-401 | MEGAFLEX500 | 2 x 2 x 0,75 mm² | 20 | B1JBA-1301-X05 | Generator JB | B1 | 001 | 001 | B1-LSH-13004-B01 | LVL.WATER LEAKAGE GEN COOLER - EE |  |  | DSPW/SKID | -401 | MEGAFLEX500 2 x 2 x 0,75 | LOCAL Base Objects¦Cable¦A30¦Z20¦0522 |  |  | B1-LSH-13004-B01 | -B01 |  | -X05 |  | 2024-06-12 / Panek, P. |  | @@UU@@C@@ABAgAAsRUQpTHMc5zHOc5jGMdCEHOlCEoUhAFIShKkAUlCEoQcCEASBAFAUA6gKAoAFAUoCkqUBIFIApSVIUACUqSpSUJUBAAAUBQFISkCkqQlSgAAAAAAAAAAAAAAAAAAAAAAAAAAAAAAAAAAAAUAAAAAAAFAAAAAAAAAAAAAAAAAAAAAAAAAAAAAAAAAAAAAAAAAAAAAAAAAAAAAAAAAAAAAAAABCyavF93aeT9hOX6vZT/InCCf0J2y4uzUfO6l/HzeRJ46JfWFfr/To18V72VdFpRKWLJ9J/8eP7ZYpES+y1BlrSAf+ASrP5+lDy+iywCvALj88XhXyqema3dFtdAv66AIMUFckJEpQQ/hEoQvwyiYkEtsTYKKFZLABgg6QCuBIQkXoKIJemAJMEETZYZSLxELSLweqgJCRo4WQHviQBbgpgm3oge824rYQxI0uBCeidEAflSJ3bDMXnp0VtRKgCmAWnDP0Ua/gATkBH9w5BOMhZMPwCQSgjskyh5PMJpW6GQkCfnISff3KwJidQeHgy7XV8XwoSng0aZ4+/frErFak2eMCBMXBjSWESDq9Vl1VOWmZwXa2TjMvrE1sXH1230M1fFjziWX6QKp3+HwV3zLmyRcc+Pbs4qtNlE8d+aEtD12T594TCJZPr29nw5aMN7tE2iTzbu1mQlkyib+ZjOBl19He37s5uIT3rsgJiA3O5G+fx8gktdDxTE28mzaJjzc+xnqnDtwGzDrAQ9yfYcom0JUCaBMYmrAJunLpE1e4TQJ2iQJ/Ym8CVgmfiqt/y03aOsBMAnttPaJl4hXMCXCfGJrKTBJAn0XXhLwl9SCk7e73dgTZgSgswCb5/olVXugkJBhKASoT5QEsEzAkKXCcIkCXVEGq4TSCaQOYCBOaI+aQcrDr/f4wBAA94
20022 | B1-LSH-13236-I6001 | 1- C5XFE-R /ST/ | 2 x 2 x 1.0 mm² | 100 | B1JBA-1309-TB2 | Junction box IOS | B1 | 001 | 001 | B1-LSH-13236-B01 | LVL.COLLECTING OIL SUMP |  |  | DSPW/SKID | -I6001 | 1- C5XFE-R /ST/ 2 x 2 x 1.0 | LOCAL Base Objects¦Cable¦A30¦Z20¦0502 |  |  | B1-LSH-13236-B01 | -B01 |  | -TB2 |  | 2024-06-12 / Panek, P. |  | @@UU@@C@@ABA4AAsoUQpTHMY5zHOY5znOc51IQg6EqOhJ0qQhKUIQpB0IAhClASpQFIUpIAKAoAAAApAFAUpKlKQBSkJSBSkAUlCQJQAAAKAoCkJUACFJQlKgAAAAAAAAAAAAAAAAAAAAAAAAAAAAAAAAAAAAUAAAAAAAFAAAAAAAAAAAAAAAAAAAAAAAAAAAAAAAAAAAAAAAAAAAAAAAAAAAAAAAAAAAAAAAABCs8nH3HWJH9Cc26J98Cdondanv9nKfU3l+1/OH9/NOjmDy+uPx6PRd/uvnxF79pWYPsxf/L7vLKLIiJ5EGimQD/wCdPR50L9+wCu+LdNEWhX9FPT+FCxTJX0e+BBOCySEiUoKyTzxOEJrjkziiCWwJJVtweYAsgSEKZkQUQSQhggiTKInpiULaFjn00BISOroZAaBIAt1WVSouoQVR3pDc0Jiw4L6MIXkLlUTxSnapElSdF6OlCp8FAHfwt0lbpBC355zKpb4CcII/wHEJwELJh0iQSg7JSYh4f1E4kxQkhIE6ZCT3O/hAmJ1N7Y8WdDqnTHpubtPJYJYK1jo2wIEu6s4y8QkFmG3fj1Y69R6xNvVXQh8SFWUSvDvYcOMCumdMHju4d7FK5v5uDe4N6/Ky3fmhPr+DxmaU8F+nbEzCZOuWeVqrR3CbJnmmbayod6ywTi2skeEDX1/B8M8usbKFGbHYiVgVbn8/OJpTKhuTEy8nhwYxLMma5uw6IDPDlAh1pdhyCbomyCbAl4SoSzScfEJHL7RNcT2CQJ/gm0CYASvB7sBtXvUAlQnbGE7RLNQrjBMQnzCZFJgkgT68VoS0JUpDTP2cGfMJ7oEobYnGX/9E9t0vCQXCgErE8gCYRMYJAk8YnyiQJ9GS6QR9OQTUCfGBwgQJyxHLIPkYdb8uYFQAPeA=
20023 | B1-MS-13701-C4001 | 1- C5XFE-R /ST/ | 2 x 2 x 1.0 mm² | 30 | B1-TCS-1301C-XD33 | TPS I/O and marshaling cabinet | B1 | 001 | 001 | B1-MS-13701-X95 | BOX OF DC STARTER | B1 |  | DSPW/SUPP.FI | -C4001 | 1- C5XFE-R /ST/ 2 x 2 x 1.0 | LOCAL Base Objects¦Cable¦A30¦Z20¦0502 |  |  |  | -X95 |  | -XD33 |  | 2024-06-12 / Panek, P. |  | @@UU@@C@@AA8sAApPUQhTGOc5jnOc5znOc6EHQpSEHSoCDpQhCkqQlCUJShKAKApIEpABSkgUBQEqAoCgASpQAJSpQEpQlIEqUpClIQlQFKApSlIUACVJQlKgAAAAAAAAAAAAAAAAAAAAAAAAAAAAAAAAAAAAUAAAAAAAFAAAAAAAAAAAAAAAAAAAAAAAAAAAAAAAAAAAAAAAAAAAAAAAAAAAAAAAAAAAAAAAABCwfJxdJ9HOJ9v8iebfE+mBPUJ0/d+1X69n+u+eAyLH2Pgh8U+avwh4uTRPRd5f7+/yZidE3+Tw/X/85fHOCSZ05kGmiQH/gA07amH3gL2IWw/GKxXyiZI5vHWsZpF/Jsg9EyTMHkJa4pFFyy0iqCdkSTkgapAlW5B5wMIkCSVwVQT1ZZIIozEFe7EwtoXy89QSJB5wgDbEgC3brigVj+euGOvLkwX0hCw0oTsUqrEuHKaxW9bmzoapphbxVaEK4Et2aKWXbdvcADjBH9w4xOMhZYdQkTEQcUJMdv8BO2OaAkSBOWRKb2QCROZ2r/u84kVkU2ttDftRuXNfAJgFbQ8IHXEwb3B740oJBvY8FmDLZd6/QJZxZbN34sWcSrHv+nCUJzibF3cKfH1rNiysT9O5m4cSFJLWoTKJ1NaumnRb006RMchkq2OoXromrscOTav7nVzUza6EaXVmw24BMIGLY0YNH8d0TSG9IlzVmEv5s+tc3Yb8CVdB2RI+DUJsgl7FoEwCcF0TUWuHsCR3vYJdE9YkCf4JqBMoJZj9uMvbUHpAC2Ji9XB81CgmGoVz5gTKJImZSgJjoCfPNYlYltSC1a9bwbOsJ7YEqLgm8f6J7LLpeEgsawS6JTvABaEygkCZBO4JAmS6Qd3IJ8IJ2hDvxHyyHaYc/j+oUQV9wA==
20024 | B1-MS-13701-C4002 | 1- C5XFE-R /ST/ | 2 x 2 x 1.0 mm² | 30 | B1-TCS-1301C-XD33 | TPS I/O and marshaling cabinet | B1 | 002 | 002 | B1-MS-13701-X95 | BOX OF DC STARTER | B1 |  | DSPW/SUPP.FI | -C4002 | 1- C5XFE-R /ST/ 2 x 2 x 1.0 | LOCAL Base Objects¦Cable¦A30¦Z20¦0502 |  |  |  | -X95 |  | -XD33 |  | 2024-06-12 / Panek, P. |  | @@UU@@C@@AA8sAApLSQhjGMc5zHQc5jnOZCDnSlKEIUlR0IShAFKQhCUKQhAFJAoCUgApQFAUBQEqAoCgAUBAAJQpIFJQlSlJAhSkqQlQFKApSlIUACVJQlKgAAAAAAAAAAAAAAAAAAAAAAAAAAAAAAAAAAAAUAAAAAAAFAAAAAAAAAAAAAAAAAAAAAAAAAAAAAAAAAAAAAAAAAAAAAAAAAAAAAAAAAAAAAAAABCxfJx9Z9HSJ9n8iebeE+mBPUJ1+T9qf1+D+vlPEZVjlfFD4581X1h4+eNHVZ+P9+f7bidE6nPm5f/5buarHJTOzqoNFUgP/ABs6VMfbAw2i4DoioV8omWPz5qljySL+Tgg/CZJmCGmJjOZpZWiaYJ1xOegaZAlAvwfcBjEgSSqCmCduWSCKAmrciYWsXy9NISJB0feEgbQkX78lcyFQ+jQFC03ZcWokIVF3uIUdqmqsT3rxkM5W03IacTYTUC1389F7BtgByAj+4cgnIQssOkSJiIOKEmOPzicY5oCRIE6JEo3LQJE9D062xj7XSJF6uJp2NKFW8Xu7gpxiYxWoeEDfExbvBf7g00iQbuTFZiusw7/UJx5r+58NuUSnJkzxiKD06olXZNXet1t/RZgE/T4r/DkQooK9IlwmzoqottvW0dYmSQoz7JZgE08NvZ4cOjTmoza6Edt93NjvQCYwLdGfFn/jwCbL3YkS/3LhNS7Wz4NuHUgSnqOESNzaE2ATDboExCb9gmkr73AJHh9glgnrEgT/BNoEzAmDJ7chh2IPSAF4S31b/zUFAmOkV1bgTMJIlylAJkoBPnmoSoS8pBXX63g19YT2wJSXxN0/0T2YLDCJBgagSwSjwgBWJmBIEyid8SBMthB4MonvgnEId+I+PvBxMOtzfUKIK9g
20025 | B1-MS-13701-C4003 | 1- C5XFE-R /ST/ | 5 x 2 x 1.0 mm² | 30 | B1-TCS-1301C-XD33 | TPS I/O and marshaling cabinet | B1 | 001 | 001 | B1-MS-13701-X99 | BOX OF DC STARTER | B1 |  | DSPW/SUPP.FI | -C4003 | 1- C5XFE-R /ST/ 5 x 2 x 1.0 | LOCAL Base Objects¦Cable¦A30¦Z20¦0505 |  |  |  | -X99 |  | -XD33 |  | 2024-06-12 / Panek, P. |  | @@UU@@C@@AA8sAApJSQpTGOc5jHOc5znMc5znOABzpQlJ0oShAFJUhCTpSdAEgUACUgABIEgUpQEqAoCgAUBKgJSlQFJQlQFJAlKkpQlQFKApSlIUACVJQlKgAAAAAAAAAAAAAAAAAAAAAAAAAAAAAAAAAAAAUAAAAAAAFAAAAAAAAAAAAAAAAAAAAAAAAAAAAAAAAAAAAAAAAAAAAAAAAAAAAAAAAAAAAAAAABCv9/d0H1cwnl/kTz/KJ9cCe4To+/9qP17X9eD6PCWLHifDD45een7Q8fLGnnr9X9+j8MpLTK9y+LJ//3ZPJTBgojeyoM9MgH/gA3usph1AXsQtR6YpFfMJZHs8tKxZIX82qD8pSJSghoiUY4fMTlJaJE9YnLMaJASQLkH4gYBIEkUwUQS68mRBEwlTwxKFtC8vNQEhIN4IA2CRbotzCkfXnCZRZivXUhClDpoS0zot5bYkHqMxafkyIbLjWSpBbVzPO3VvgByAj+4cgnIQsmHYJEoiDtwko3egTcNkBISBPTISfBhAkJ63Ve0+wSKdESo1dVDsFvfq5sAmAVpHaBxCX+Hj6gzmJBw4rt+u/Tkru8VznEnunZXwT7mKQlF7FP23yZLIJo+bJ2qcF/s6K6xP0r2mJCUqdglgmu9TPVnt459AmGQTzayuoTZtw6a9nVxzx6kI1O3eswXIBMAGHRnwZ/47onX6YSEzVdTMJfzZ7VW/DegSjnNokcGwTWCXcOgS+JxVibC12eMSO98BKxPeJAn+Cb4JYCVYvjiLuuD2gBbEw+7i+eZMTBQK5cgJYJITIpMExTBPplSJSJbUgtWve8erMJ8YEoLgnCf6J8Kqy6JBU0glYk+8AFoSwEgTGJ3BIEx1kHdxidgE3CHgiO+nbYcvk+wUQV6Q
20026 | B1-MS-13701-I6001 | 1- C5XFE-R /ST/ | 2 x 2 x 1.0 mm² | 30 | B1-TCS-1301C-XD33 | TPS I/O and marshaling cabinet | B1 | 001 | 001 | B1-MS-13701-X91 | BOX OF DC STARTER | B1 |  | DSPW/SUPP.FI | -I6001 | 1- C5XFE-R /ST/ 2 x 2 x 1.0 | LOCAL Base Objects¦Cable¦A30¦Z20¦0502 |  |  |  | -X91 |  | -XD33 |  | 2024-06-12 / Panek, P. |  | @@UU@@C@@AA8sAApKSQpTGOc5zGOY5zmOc5zoUdSEIQpCEIQhSkAOlKUJUg4FAAlSkqApQFAUBQEqAoCgASBQAISlQEqQlIEpAlKkpQlQFKApSlIUACVJQlKgAAAAAAAAAAAAAAAAAAAAAAAAAAAAAAAAAAAAUAAAAAAAFAAAAAAAAAAAAAAAAAAAAAAAAAAAAAAAAAAAAAAAAAAAAAAAAAAAAAAAAAAAAAAAABCs+nl6j7egTwfyJ4tQn3QJ6xOr8f2o/Xtf19R3S1Y/B7sPNLxU94ObnjY6avP/fl8OUlsSwc/ex//KXflgkSltZEGeiQD/wAbW6pZpArwi3zzRSK/kJjj081Kx4JC/m34PJKRKUFZJpicTWC2JxRBL3xJHPA0SAkreg8YGESBJFMFEEt+TIgibKIKeGJQtwXw9FASEg8YQBuiQBdu0xMKR9GgKMmPBWkIXiMkp0CaMp5yPITQuPHlQ3rGslSC3b2id2rgADWCP7hrE1kLJh3RIlEQfHCSjl8onKOSAkJAnmkJPixASE9Ds4NPpEikie173GXOC90WCWCtI8gHwCWcXX3BnMSDhx2X7Ml+rV0icuS9w/Jiw6kM4lyLdVWGiKD1TziabddWXN8PY04K6xP07ddaESi5viZxNzTTPbz3dufUJjkE8WQqvib/Ji03auDftnbuIRsuzbhuwCYQMWjPyYdH8fMJvQJthft3cwmHNo2KuKGyBKOk7QkfFvCbYJXbpEsE7FQm8XOTsiR3PaJUJ7BIE/wThBMgJfx+7GV7cHqAC6Ji9fX+uZMTDQK5soJkEkJlUmCY5gn2SpEpEuqQXLnsezs5xPdAlBeE4z/RPbfqKxIL7SCVCT+cALgmQEgS0TtiQJbUQdy0TUCaxD5Yj6JBrYc3f+8UQV6w=
20027 | B1-PI-I-5201 | 1- C5XFE-R /ST/ | 10 x 2 x 1.0 mm² | 200 | B1-TCS-1321-X11 | BOX OF VMS | B1 | 006 | 006 | B1JBX-1321-X01 | JUNCTION BOX VMS | B1 |  | DSPW/SUPP.FI | -PI-I-5201 | 1- C5XFE-R /ST/ 10 x 2 x 1.0 | LOCAL Base Objects¦Cable¦A30¦Z20¦0510 |  |  |  | -X01 |  | -X11 |  | 2024-07-21 / Panek, P. |  | @@UU@@C@@AA78AAoiSQhjGMY5jnOc5zmMdCToSg6EqOlKUIUgCkoSlCUJSpKlKUBSkqUBSgASAAAAAlQEqUhSkgSpSkAUpKVAUpSEJUoAAKAoCkJUACFJQlKgAAAAAAAAAAAAAAAAAAAAAAAAAAAAAAAAAAAAUAAAAAAAFAAAAAAAAAAAAAAAAAAAAAAAAAAAAAAAAAAAAAAAAAAAAAAAAAAAAAAAAAAAAAAAABCyfN7vQcX7Cf0J+O+Cc4k+Pop7fN8uPwwsH0/bEQx4yn6A4rvTODL+f9+byXHnIx/f4vq/+eL65yyTMXoMaZAf+ADz5OrGMQy7QGPMLiPyioV+5Tk+ykCK5Fzfo0Qe1MkzBD5YmGmJiiCdQlJQsLC1wcYBiEgksgpgmGCCJZiKirciiAKxfLy0hJHVEgCuis40MJUEiXBly4UyFeiJ0TTiQrE2bDbAuOMwOvesq0WXuQnAC222ZAKb+yAHACP8BwCcBMrBDcJExEHNMj3PwE4RvgJEgTzSJRubBmAoE/Vx7XIJXNR155NJq63o96lzCZhXGncA23fEy9fetSjOJBuaM+LYtw9n0id7v+4hvoaRMO91M/TApnJBy0iX21W7VFlZQ6Pfr/cwUUFGjat7AnUE73oZ024LNRk6BLpDZQsqjTjxCX326+tpLjPlptBN0Dar3P5+MTRAnd3d6HRiN64Sb9Bs68ftw7cCVaQL3FzHdE7Am2CahMoloms4eATwesTUJ6hIE/wTOCZQTZzezMa8nKAFgnPnOcTJ2hW8EuE+ATQpQCSCeG6oSoSxSCv1dvV0xPZAlJYJwn+ieu0wiQYCkEtE+QAMwl4JAlwnwiQJdhIPBcJ2gTdA+cSIj4pDvsOx5PEKqi9I
20028 | B1-PI-I-5202 | 1- C5XFE-R /ST/ | 10 x 2 x 1.0 mm² | 200 | B1-TCS-1321-X12 | BOX OF VMS | B1 | 001 | 001 | B1JBX-1321-X02 | JUNCTION BOX VMS | B1 |  | DSPW/SUPP.FI | -PI-I-5202 | 1- C5XFE-R /ST/ 10 x 2 x 1.0 | LOCAL Base Objects¦Cable¦A30¦Z20¦0510 |  |  |  | -X02 |  | -X12 |  | 2024-07-21 / Panek, P. |  | @@UU@@C@@AA78AAoiSQpymOZBzHOY5jmMc6DpQg50pUlCUKUdSkoUhCDqShSVKUkAFKSpSgAUoAAAABAEqUlIFIApSEgUpKVAUpSEpQoAAKAoCkJUACFJQlKgAAAAAAAAAAAAAAAAAAAAAAAAAAAAAAAAAAAAUAAAAAAAFAAAAAAAAAAAAAAAAAAAAAAAAAAAAAAAAAAAAAAAAAAAAAAAAAAAAAAAAAAAAAAAABCr+ji6jxc4n9CflvAnSJLw9U9/o8GL6oWD7PviIY8JPjDxW+mWxj/T+/L91p5iMXLbV//H9vjookTlFyDE5AP/AB5sWmMIhXtAYsYuE/OKBX8FObxzAi/IWz9W9B2JSJSgh5IlDOJRegltiSWZAQsN+DyAGESCRTBOCUMEESCgo7cUQBfF5PPMJEVaRJUwTpOVDCTCQloSXHgqSsmRdK9UhQJ140gZDlKXyaqbqdq5rqieAFqqorAnd3AA4AR/gOATgJSWCHGJEoiDolIeH8RNY3QEhIE8shL27mLFwxMSX7MbfMJflQbkubOaO16O9NsEsFcScIGneEgx7mrAl7IJBu5cmHNgw9z0id34feQ3kM4lXXszAXpYoPPMTnv/B+9eHYpNLm+SkxSx672jB7YmgTHzsrNrhp0lnUJlkG0hPJs14hL2a2WDc7faLii3HRUCagOxTT7n8/KJlgT3btQcWItEi7KZ/aw6odECUZwLnoOITdE0gmgSsTYE7J3dYnzesTbE9QkCf4JYCYwTPZ7LDs1+gAKROnIdIlfvitwJaJ3xMql4EkCfXbQJQJSpBf9W/o2RPZAkykTWf6J68BUJBsEwTAJ84AWCXAkCWid8SBLaiDwWib4J8QHxiREfTrDvMOzycYqqL1g=
20029 | B1-PI-I-5203 | 1- C5XFE-R /ST/ | 10 x 2 x 1.0 mm² | 200 | B1-TCS-1321-X13 | BOX OF VMS | B1 | 001 | 001 | B1JBX-1322-X01 | JUNCTION BOX VMS | B1 |  | DSPW/SUPP.FI | -PI-I-5203 | 1- C5XFE-R /ST/ 10 x 2 x 1.0 | LOCAL Base Objects¦Cable¦A30¦Z20¦0510 |  |  |  | -X01 |  | -X13 |  | 2024-07-21 / Panek, P. |  | @@UU@@C@@AA78AAogUQpzHMdCTnQc50HOc6UIUhCEpQlKQISkCgJSlKEpSlSFASAAFJSBSgASoAAAABAEqAgClJApSVKAlSVAUpSUpSoAAKAoCkpUACVJSlKgAAAAAAAAAAAAAAAAAAAAAAAAAAAAAAAAAAAAUAAAAAAAFAAAAAAAAAAAAAAAAAAAAAAAAAAAAAAAAAAAAAAAAAAAAAAAAAAAAAAAAAAAAAAAAAjy/R3Pc5fSj+keTqkexFvD7ruv6u/s+CpKfX91VUrwruQ5fXptsZv0/v8vt0PKrZ8fJy//4eXBdmsutt6oTBawn/A8uXnVsoZt0Zc6TI/OsKSffI832XCr7JM/6zBTn2stalTXVql1WrBS26i0i5SpKvp+AZEUsxUupapSlWMOHpVhoXpPF57iyt9FX4rsTxwxryyNBZmzZIyrobltWC7JC9F/j5wzLMU/bqYdqZFsJJw7Gx+Nsow6eqDiIn8HEjiWtJSp0EVaqp6rWTs+RHaTVRZFI8tkYOnzWcYEeabO950Vc6VrvPu7jh6Xo47ptI2kkyx2h10Z+fw0+TmRdpRTh0zaya8eTretHy/N1YdeG2jHuZ9YwW2aei5F/c7b98eK9vzXzr2S2O+707HCjdRx3S2vcv3WX3I2rG3C7Nt7ORHP1asfQ6PA0tGe7GRwjfv4f5+dGukaupq6ZgyNvQi2m7ua1+Dg2enU36RftjTPU7aOijfI3kZ0bCOB2uJHe96N5HtRSP8RnIzEfHn+GdwZfQDEj2bT2Iy9ZJNJGhHdRqkYCLEfVowowoxSKX+3sb3NR8KRcxI7L/Ue/mMaKbC4jmI74M6NJFI0I7qKRoxqd7QjsEcY8CKqvpjjlTX4uRJJIk+I
20030 | B1-PI-I-5204 | 1- C5XFE-R /ST/ | 10 x 2 x 1.0 mm² | 200 | B1-TCS-1321-X14 | BOX OF VMS | B1 | 002 | 002 | B1JBX-1323-X01 | JUNCTION BOX VMS | B1 |  | DSPW/SUPP.FI | -PI-I-5204 | 1- C5XFE-R /ST/ 10 x 2 x 1.0 | LOCAL Base Objects¦Cable¦A30¦Z20¦0510 |  |  |  | -X01 |  | -X14 |  | 2024-07-21 / Panek, P. |  | @@UU@@C@@AA78AAofSQpimOY5zmOc5jGOhCEIQg6TnQhSEpShKgJQhCjpQhKlIAkClKSpSgASAAAAApSUqSlQEAAlSlKUpKUAUoCEKSAAAKAoCkJUACFJQlKgAAAAAAAAAAAAAAAAAAAAAAAAAAAAAAAAAAAAUAAAAAAAFAAAAAAAAAAAAAAAAAAAAAAAAAAAAAAAAAAAAAAAAAAAAAAAAAAAAAAAAAAAAAAAABCx/Tx9Z5/WJ/Qn6d4E6hJeXrnwdPixeOFg+30REMHln9gee72Sv5P1/v08tx6iMX4eSX/+TzfdTkkTl5tRBo2JAP/AB6smiMghZmAyWi1nNFIr96nPyzAi9bQLb+zODblIlKCGmJQE5SoglmEkjMiFvSPxAKxIJFUE4Jc8mRBFAXr3bimAKhfR0TCRGDm2xKL9N8/JDEUshNQMVFtuNLCYRqyoha0KRNrQBgNsvPdnY4SUwWn86qwJ274AaQR/gNImklJYIdwSJREHTKQ9/0icQ5YCQkCc0hKO5q2AUCc7i2egSJm5Lo193c9fJMLBLBWtO+BwCY93Q72BJ2iQdrLbXh1K5b/sEq8HyfCh3kNcSmuMGxZqgUyxwb8xPi4NHFtZL9RnDJyaTHK6MV08HbE7InH+5LZqsqzmTrEnINpCdVm1irEy2Ydjd7XwGUy2zwgmYDPe7n8/KJrQJ3cu8GEsEi7KbHg0V70OeAzXSG/rgUM+k4xN0TOCZhLBMAm4cWkT5vcJmE9okCf4JaCZATZs99ht4+gAKhOq06hMe+K5QS4TwiailAJIE8d1IlIlSkF728ObWE98CTKhNJ/onuwGESC+TBMAn0ABYJlBIEuE8IkCXYSDxXCcIJ84HIJER9XCHxsOty/WKqi9gA==
20031 | B1-PI-I-5205 | 1- C5XFE-R /ST/ | 10 x 2 x 1.0 mm² | 200 | B1-TCS-1321-X15 | BOX OF VMS | B1 | 001 | 001 | B1JBX-1324-X01 | JUNCTION BOX VMS | B1 |  | DSPW/SUPP.FI | -PI-I-5205 | 1- C5XFE-R /ST/ 10 x 2 x 1.0 | LOCAL Base Objects¦Cable¦A30¦Z20¦0510 |  |  |  | -X01 |  | -X15 |  | 2024-07-21 / Panek, P. |  | @@UU@@C@@AA78AAohUQpzHOdCDnQc5zmOlCEoSlCUIQkCUnUlKQIShSkKSlSlKApSUgSpQFASAAAAApIEqUlQEgAlSlAUpKUgUkCkJSAAAKAoCkpUACVJSlSgAAAAAAAAAAAAAAAAAAAAAAAAAAAAAAAAAAAAUAAAAAAAFAAAAAAAAAAAAAAAAAAAAAAAAAAAAAAAAAAAAAAAAAAAAAAAAAAAAAAAAAAAAAAAAAjzfV2fa8HoR/KP04iPWi3f9t3H6e5td2pKfb4qqpTv3d48F/qtsZ/1/rx+G95FbX49/vf/X3ffdnsut4OZCYN2wn/A8mfgrMho3hn0pMry1hST8JH7eG4Visk0eaYKcNrLWpU8VWoutbBS3QRZJdDFZ+QZUUsx0upapSlWlVhw66w0MSTxctxZXAisWDE34ZGGWRy6jRoyxizqxVnwczBdhs2oY0c7DwDZYpN9U6l3mvm0wYSTF+exmF2rrg5CJ+5yI5FrSUqdFFWqqem1k+Lxo7CaqLIpHlsjB7+3oGBG5Orm3uVFYXSty7uvpej5bjSjSkmWOQcaM2vh61NmLtKKa9WnLt5MvX9SOzzfk4occN1GXnadwYLac9nn1YkbfN4uTiz7ONvm181PhZ8F/P+C6/J1EcCOn51uhw7uPotPtRt2N+F1+/m2kbl+z09ede3r9GHIR1B0cfS/jtI26R1tWsyNKKv1Obw5OrU3qNemyY9wYJ6XZRrR0COejOjYRwuxyI7fuRz0exFI/tGgjORu6P80ODNygxo9el60Zuukmoi9Hzo5kjARYju34UYUY5FMXs497cR/lIuY0cj/Ue7ZZEU2FxGyj6QaEaiKRej6EUi/Ip3L0cZHaH1oqq7dHxypt+H7EkkiT3g=
20032 | B1-PI-I-5210 | Part of sensor | 1 x mm² Coaxial | 20 | B1-VXE-13301-U01 | VIBRATION FRONT HP ROTOR - X |  | 001 | 001 | B1-VXE-13301-B01 | VIBRATION FRONT HP ROTOR - X |  |  | DSPW/SUPP.VMS | -PI-I-5210 | Part of sensor 1 x Coaxial | LOCAL Base Objects¦Cable¦A30¦Z30¦0008 |  |  | B1-VXE-13301-B01 | -B01 | B1-VXE-13301-U01 | -U01 |  | 2024-06-17 / Panek, P. |  | @@UU@@C@@AA88AApHUQpjHQdBznOdCEHQhCEIQpCEpQpKUoSlKUJQpKEpSkAEpSBIFASlIFKUpQAAABKgKAlIFIUpSVJAkCgJUpSUpSlQAKAoAEpUkAEKSlSgAAAAAAAAAAAAAAAAAAAAAAAAAAAAAAAAAAAAUAAAAAAAFAAAAAAAAAAAAAAAAAAAAAAAAAAAAAAAAAAAAAAAAAAAAAAAAAAAAAAAAAAAAAAAAAjzd/387jf/60fc8b2I4UfipHIj4dxdk9ve+vvyU+nwqqVnX+A8X9atv148fuxceo/ZWXzV4NXV+3w4MtlXtWErDYT/gbLzazL5UNLbGlpJMvKrAkn4SPPdJ4tSwc2aNPJay1qVOOrUYLWupblIuXJNCnjDIKUsvpfS1SlKsi6rllVJhYEnN9FxglSrlc6OWi2K/RYIXyo1JmzYWONDKr0Sratr96YYywqP03hqPyaMyX1qTIuvEvo3dDyaOYYNPgBxET+DqIrqLSWVN5FLU9lRZXF5UdOTXqWRSPzsi7f0hZG1PlZfj849S2hXSb9+RGRHDRGjHEMKMXK3IthRT05uczY/Sz5MT2o1eC50IcEOe2EZOBn1xwthc9N4quj0enl0Otm9bGuy9RoXu1vo1kdjD6t7b3FL2Oy/3o/dnum5D5N3Fts2kjUX52su0V2TuMLY5/Q5+zs6t+EjK6Q6TrtJa38/MjYbVkbPLnDOW7e02EalqY9Te5jd0sVTHRtqTW2h2fY7SPdkRmI3UZ0d3Gjnu32UX/BG6j+0UjkRvkaZG5p/5puZm9YMKPq5M7kRpd7rpJrkayLka8i4ixGLPgRgRhkU0Nvq6+5SP8pF7Cjff6j4YmNFNFeRiR9ANNGqRSM6OwikZ8ar/nzo4iO6OqiqrrdhGv9/2JJCSfEA
20033 | B1-PI-I-5211 | Part of sensor | 1 x mm² Coaxial | 20 | B1-VYE-13301-U01 | VIBRATION FRONT HP ROTOR - Y |  | 001 | 001 | B1-VYE-13301-B01 | VIBRATION FRONT HP ROTOR - Y |  |  | DSPW/SUPP.VMS | -PI-I-5211 | Part of sensor 1 x Coaxial | LOCAL Base Objects¦Cable¦A30¦Z30¦0008 |  |  | B1-VYE-13301-B01 | -B01 | B1-VYE-13301-U01 | -U01 |  | 2024-06-17 / Panek, P. |  | @@UU@@C@@AA88AApGUUpjHOc5znOdBznOdB0IQlCEISpKUKQpQEISlKFJQlSVKUpSgASpKlAUpQAAABKkgUpIFJSBKkqUoCkgUpSUpUgCgKAoAEJUkAEKSlKgAAAAAAAAAAAAAAAAAAAAAAAAAAAAAAAAAAAAUAAAAAAAFAAAAAAAAAAAAAAAAAAAAAAAAAAAAAAAAAAAAAAAAAAAAAAAAAAAAAAAAAAAAAAAAAjydv07/ff/yo+597mR1EeFRHOj1fGsxef5fq7clH0fapSUzre4d7+9Ff17+H0YO/mXVMXjy9zPXu/ZXHVSrPCU7tRP+BsPHpY/xQy7QyZkmPdpcSTwSP2sk72aqTpy/R4q1VrRSbFK0Lla2UV2UWLEl2jwhiFFFVtFtFfZrKqKWS2ksVUpJcSdLy2zDSgsVvxuorfktvrkLZSM0w5MlWKLuBTySldFfKXL0Y4Uj9OiMzxL8szTCrYSW/hdwi3W1uEHGRP5OsinWVkqpN5FFaOakVU4/yRxSaaSqKI/OqLN/KKo2Jl6rJteQfureu19xv3MaMaOpQjBHGLyMPV3IreRR5tbhZMPYaMWB50aauCHDDU10YeLiZ9cdbUseW0ZdHQ2+HLf6+blY1m04121xdNGyjk83R3NKjZYarfSjlaLJvQ2d7B0GTWR0mhqVvrMXxLrg9vg1as9t0jE3h0WNT+vkRoaqo08k3pwzdfDsNSM1dt2f407l1lwUmGhwNtVNXQGPme+j0X0ZCN1GdHawo9p8HZRb6kbqP8RRHOjgIykbOX15W/k5QXkfTz53OjW7XIkmuRpRYjXkWEVIwZ7iLiL0ii7te7r7dEeuiLV5HYf6j1YGFFF9aRgR84MqNBFEZ0e8iiM+FS35s6OuR2h10UpTkqdmUmv4PrSSEk9gA==
20034 | B1-PI-I-5212 | Cu | 2 x 0,5 mm² | 20 | B1JBX-1321-X01 | JUNCTION BOX VMS | B1 | 006 | 006 | B1-VE-13301-B01 | VIB FRNT RAD BRG - H |  |  | DSPW/SUPP.VMS | -PI-I-5212 | Cu 2 x 0,5 | LOCAL Base Objects¦Cable¦A30¦Z21¦0502 |  |  | B1-VE-13301-B01 | -B01 |  | -X01 |  | 2024-06-17 / Panek, P. |  | @@UU@@C@@AA8GAAooUQpjGMY5joOYxjmOc6EHQhCEpShCEoQhSAAShSEIQgCEKQBSgKSpQEgAACQIAAAEoAlSlAUlSkqSpSkpSACUKQkAAKAoCkJUACFJQlKgAAAAAAAAAAAAAAAAAAAAAAAAAAAAAAAAAAAAUAAAAAAAFAAAAAAAAAAAAAAAAAAAAAAAAAAAAAAAAAAAAAAAAAAAAAAAAAAAAAAAAAAAAAAAABCs+zm5+3y8/UJz/P/QnzCflAnYJ+vbNw9fi8fiWC1yQx0eijyB9vu++Wlh9f9157zzemVkr+j/+jy/dRbIicyoMTyAf+ADDqenuaNvoEMesBdWLZ6ooFfOp7Jl/C+6YXaa4NeUiUoIfxiUBTKU0Eu6JNMLTB+YBiQgiRPBPBKGCCJBVNORC0C7vTOFCExLbDXElVgKJFdKFDC3hStllOgk5UdJE82Wbz6hVgbEIX164F5slb+nezU5m0lSC1VYMQE+PeADiBH+A4ROEhZMOwJBKDrlJIji/YTjHJASEgT1SEm3M1wEwmd4LN3V9iHVXNg3ZR07Wr3sHJy5BMgrhsHjAuEt7+S20Z8YkH75aC/QwZtCVFfuEmJbiHgQo0RK/BbeBNvTZCD6b6UOrV1OTgpurwUXHtxTY66suyJmE5cZbRnq1J+0S+QaaE9mnlxWCbF8S3uSK82e3Z7+waWjlnxAlm2BTtfz4RM2eQmvpd03DJB3LebMJKjSz4/l1rq4cMBpwODTA6ziE2xNQE1hLhKhNk4d8T6/gJrCe8SBP8E0gS0E07vjcbFntACoTsxnYJZviuQEvE5hMqkwJIE8d9AlAlSkFPv4NXRE+MCTlQnGf6J8KzCJBgJwSsTwgBcJkBIEvE4xIEvwkfVeJvgn0AcAkRHLwhyMOj5vIoAK/IA=
20035 | B1-PI-I-5213 | Part of sensor | 1 x mm² Coaxial | 20 | B1-VT-13306-U01 | SHIFT HP THRUST BEARING |  | 001 | 001 | B1-VT-13306-B01 | SHIFT HP THRUST BEARING |  |  | DSPW/SUPP.VMS | -PI-I-5213 | Part of sensor 1 x Coaxial | LOCAL Base Objects¦Cable¦A30¦Z30¦0008 |  |  | B1-VT-13306-B01 | -B01 | B1-VT-13306-U01 | -U01 |  | 2024-06-17 / Panek, P. |  | @@UU@@C@@AA8kAAozUQpjHOdBzoOdCDoQc6UoShB0oSgCUJUpSUoUpKEpShKVKApSQJSBQFASAAAAApSgJAkCgIAlSgJSBQEgUpSUpSkAAKAoAEpUkAEKSlSgAAAAAAAAAAAAAAAAAAAAAAAAAAAAAAAAAAAAUAAAAAAAFAAAAAAAAAAAAAAAAAAAAAAAAAAAAAAAAAAAAAAAAAAAAAAAAAAAAAAAAAAAAAAAAAjzfZ7+Hxv/9aLPYjrEcyPyfC7W9ve8Hfkp9vhVUryr/uPF/Xkt+3Lk92PlzvGrL5vw2dvb8PiwZrKuaITB4bCf8Dzb7L5UNndGTOk1+jWBJPHI/e6T8dmyTLNanktZa1KmirUYLWupbUiyS5hs/MNcUpZfS+lqlKVaXVS6pL0nL6LzGuVJbdjUi1+JfC6UmeY2bNla8XsTzzDa4bdvRMWtGWFRj/XojO8mNVS7PNda4kv8uHWF+vxA7BE/g40VxrSWVN9FLU9lRZXY/RHVk26lkUjzWRdw7AsjnTjZdzzj1Ldtitw366NdGGiMUdcdZGP5t6LYkU9ObLMfxs+Se1HccmDsKyus+WHFDnIy+lixtrSNKzt9f14Bo0ZNzFsY9WbItrONg4EaUc71b2jDb3ozti6bkNXQ3eeysyK3m2rd4GXM6XBwadDc0cTbVizkZ31NThF17P/PdRz27ZGHU359Dpz6d10EZrdTs6elsa1Tdo1KTf1DJ7HaR7t5HTI4EYUd7Gj5HJ2UX/BG+j+0UjmR1SNkje2f82XUzeoGJHg5tpzI2Pr5Ek0kaEXI0yLiLEY9rAjAjFIph6Ha071I/ykXsSOJ/qPhjZEU1l5GNHfBso2yKRtI5EUjayKv720jskd0dpFVXzx3JU08v3oQknxA
20036 | B1-PI-I-5214 | Part of sensor | 2 pairs | 20 | B1JBX-1321-X02 | JUNCTION BOX VMS | B1 | 006 | 006 | B1-VE-13307-B01 | SHIFT HP STATOR |  |  | DSPW/SUPP.VMS | -PI-I-5214 | Part of sensor -2 pairs | LOCAL Base Objects¦Cable¦A30¦Z30¦0011 |  |  | B1-VE-13307-B01 | -B01 |  | -X02 |  | 2024-06-17 / Panek, P. |  | @@UU@@C@@AA7yAAoZUQpTGOYxznMc5jnOc50HQk6EJOc6VIQlSVKUlCEAQlQEqQBQFJQBQEgUAAAAABKUqUgAEJSlQAKSpSVJABKEoSAAFKABKUqAlClJSlQAAAAAAAAAAAAAAAAAAAAAAAAAAAAAAAAAAAAKAAAAAAAAAAAAAAAAAAAAAAAAAAAAAAAAAAAAAAAAAAAAAAAAAAAAAAAAAAAAAAAAAAAAAAAAABCwfh+fSJ5fYJ2hPHAnUJ+3wn3vb+PKsHf/IiGPD+tPgDm93o5557/93efES88rJeHxf54pc1F+RFHNkQZaJAP/gB/G5lweYQxaQLcYtmqKRXyqema8+KQu81wapSJSgh8kSgKZSnBLUJIW5BR+gBfQgiZOCiCUMEESCqgohaRfJ0UBkmXCcLvBrEnXTBepQoYHG38OG5YlBUWV9DOhyykuhuhgQgbt30agMZg1l91bss1WZxEqAWqq7YBRe+kAO2CP8hwCcBCyYdYkEoPbKSRHD5hOJckMhIE/eQk9/NaBMTQ68Gn0odNc6p88+jb3ae5aJaK304gO2JZsvJLAJB6sX0Yb0as189wn2dmz6u0h9aG0JZ07mTOBRjnnIOmdKFJjyabK7mGvuQeuydvFX84mUTN6zTo621Xpp5BOtmm6UKba8+DCJsyRlL+vZrM245c2SyqAT7t8C27vH9feJlw6JibK+u5ey4eTOJKja3Lm7pMF2HbgSrbA9hxidW+JqBOuJaJWJ2Dj4hOX4CaRL4kCdQmwEwgm3b8bTZg9QAVCe/Efb7xMPCK5QTIJSJlUmCSBPlQJQJcEgp/3h05xPlAlBUJxmj/hPjTeK74kiRSCXhOUALRMgJAmMTjEgSy8d7GJwAnIBwiREd3vh3WHx+BBVF+Y
20037 | B1-PI-I-5215 | Part of sensor | 1 x mm² Coaxial | 20 | B1-KT-13308-U01 | KEY PHASOR ROTOR HP TURBINE |  | 001 | 001 | B1-KT-13308-B01 | KEY PHASOR ROTOR HP TURBINE |  |  | DSPW/SUPP.VMS | -PI-I-5215 | Part of sensor 1 x Coaxial | LOCAL Base Objects¦Cable¦A30¦Z30¦0008 |  |  | B1-KT-13308-B01 | -B01 | B1-KT-13308-U01 | -U01 |  | 2024-06-17 / Panek, P. |  | @@UU@@C@@AA80AAo+UUpjGQc5zmOdBkHOg6UAQg6koQpKUpSpAEoSBKFJUlCUgSACVKUlIAKUkAAAABIFJUpSgJUkCQJSkCVKABKkgQoAAKAoAEpUkAEKSlKgAAAAAAAAAAAAAAAAAAAAAAAAAAAAAAAAAAAAUAAAAAAAFAAAAAAAAAAAAAAAAAAAAAAAAAAAAAAAAAAAAAAAAAAAAAAAAAAAAAAAAAAAAAAAAAjz9/39L//4R5HsR6XEixRHMjyvhZk9v2eDvSUfb5/xrSUzLvCfl/fnro8d/uyePQxKX+nP4tOnxfhdnqpNMJd99RP+B+v7M3oQw3Rn2kl/PpcknkkeqyT88KpM0x0eatVa0Un6UrQurWyivPRVJsUWvKF4oosWUW0VpKKKeqyW0otpJck8nrtKqZYb0b6LLcS2FkpGia8MNlfGdjbMpXbrl9ctY4zwpGO8YLpPMyTNdhMytqSXcGPXlF2Tqg4yJ/J10U66slVJvoorR7KKqHH6EcMm3SVRRHpqizpbIqj956mbe9Y5VdjjV6dt6L0dqhGM4x1kZdfyxXEijl2eRny77TL+H2o2+JncMKw1Iy3sNI01OXEtFu11Nu7FybTuK6VnEu4EaUdnd5dzH9C5jtcUxe9HRbVkva4bjd158+wjf3W8biuJZm2HzdDXub3RabsRHQdIXti1/XdRzm5VGrnMfBKdTt0m2i/Vd3cOTua5hfSdGhvKJk3R3HT9jkR7rEdAjgRpR9eVHzu12UW/BHAj/EURzI4SMCOfh8cHUz8oMSPu5tDmRs/V2kk1EbaLEapFhFSMmi5FyMUijY3erq10R8aItYkdt/qPhkZUUY1pGRHfBgjSRRGhHWRRGjKpb3tCOwR4B9KKUp3aHYlJq8fhRIST5A==
20038 | B1-PI-I-5216 | Part of sensor | 1 x mm² Coaxial | 20 | B1-VXE-13302-U01 | VIBRATION REAR HP ROTOR - X |  | 001 | 001 | B1-VXE-13302-B01 | VIBRATION REAR HP ROTOR - X |  |  | DSPW/SUPP.VMS | -PI-I-5216 | Part of sensor 1 x Coaxial | LOCAL Base Objects¦Cable¦A30¦Z30¦0008 |  |  | B1-VXE-13302-B01 | -B01 | B1-VXE-13302-U01 | -U01 |  | 2024-06-17 / Panek, P. |  | @@UU@@C@@AA84AApFUQpjHOdCDnQc50HOhCEJQBCEASlKUJQpSUKSlSEqQkCkgApKlASpQAKSoAFAApSlASkAEoUoCgJSBQEgAlSUJUkAAKAoAEpUkAEKShKgAAAAAAAAAAAAAAAAAAAAAAAAAAAAAAAAAAAAUAAAAAAAFAAAAAAAAAAAAAAAAAAAAAAAAAAAAAAAAAAAAAAAAAAAAAAAAAAAAAAAAAAAAAAAAAjy/X7uDlf/6kWetHEjlfosjnR0fOux+zv/b9UlPs8KqlZl/3ni/vXt5/Hj9ur49d+6tbzflqadN3hq+yvxaYTBawn/A23m2GTyoZtwZc6TW36wJJ+cj0XSeLXsk881KeS1lrUqctWowWtdS2+i0lypMNP1DIKUsvpfS3TWllKul9UuqTAk63NeWVjhwR6Ooi+YNRghdKjTM+fKyRlYnNKts26sxRrQqMWTz9UaGPyVWOWkv15rZquwEmHy6mQX4vjB2yJ/JxorjWksqdRFLU9dRZXb/ZHak01LIpHmsi7hzCyNudhxsu7zDgWxai3E6+DWRrI7VEasdsYkY/k3otiRT05uFrs2SmnJ7EYOnkfDDih2GyjJxNfYGws5rhsZfV2dZi3rsuNdhdlh6aNCOT07uXpNLUuX+5HqaLp0oaN7cx7bNnRh5G06zbXY2Fgw5bnV627t7em/CRwDMyK7T+voRbYbdyNnfm87vxTu7TaRr2pwdLhpvZsdTJRv0mzuC7P63Ij25EdQjfRoR9ORHXdz5UX9CN5H+IpHOjhIzkbuf353Bl/gGJHg59DnRm73IkmyRsIuRsyLiLEaujAjAjFIph3N7Z3aR76RexI7j/UdGqxopqLyNVHfBnRpIpGhH3IpGjGq/v6EcZHeHCiqrk8B80qbXL+BJCSfAA==
20039 | B1-PI-I-5217 | Part of sensor | 1 x mm² Coaxial | 20 | B1-VYE-13302-U01 | VIBRATION REAR HP ROTOR - Y |  | 001 | 001 | B1-VYE-13302-B01 | VIBRATION REAR HP ROTOR - Y |  |  | DSPW/SUPP.VMS | -PI-I-5217 | Part of sensor 1 x Coaxial | LOCAL Base Objects¦Cable¦A30¦Z30¦0008 |  |  | B1-VYE-13302-B01 | -B01 | B1-VYE-13302-U01 | -U01 |  | 2024-06-17 / Panek, P. |  | @@UU@@C@@AA84AApGUUpjHOc5znMg5znQc5zoQBKUJQpKEoUBSkKQBB0qSlIAJAoCVKSlQAKUoAAAApSlJUkAEoApQFJAoCQASpSUpSkAAKAoAEpUkAEKSlKgAAAAAAAAAAAAAAAAAAAAAAAAAAAAAAAAAAAAUAAAAAAAFAAAAAAAAAAAAAAAAAAAAAAAAAAAAAAAAAAAAAAAAAAAAAAAAAAAAAAAAAAAAAAAAAj3Pq9vW53/+lFXqRyI535qo6Ee751mP1937e9JR9f5KUlMq37jwf3nr+/hx+zF4c6+pk8f49/d3e/ZbdVT8G7CX61E/4Gx49K7xIZt8Zc6S7gpeSTnkfxZJ4M9UnkmGj9a1VrRSc9K0L1a2UV30VksUkv0foGQUUVW0W0V4VZVRSyW0ospJeScXmtKqY4daOFFktwLYWSkaJly3McXMDyyldNfNMEXQpGDyfCM7xMMzZF66smebi22+SZcPFjuF69yA2kT+TmRTmVkqpOFFFaPVSKqbf2RyyaaSqKI8dUWceUVRvz43M3NnT8o9CuGnI47evlRlRzUIxRaMCMXNwRXAijz5eVnZcnZabtT1owXPkhyw2NaMnK0ahqVeawbcF/5exkw8F2RX0tu1f4kbqMfn4Ne+zsNi32o9LRZN+HU14t5uZUbzW42xZiXl66rr8fxcezp72m9hI6ozL9yv9dxGlsqi/q4J804Hb5Jk2NaM9dXDd0rzNjpMlC8om7sHqdlHsvo6hHSRmR9OJHWdrsIt9yOmj/EUR0I3iMxGvN78zq7noBgR9nRodCMvc66SaiNKLEapFhFSMWi8i8jBIov7/Nq6VEe+iLWBHE/1HuxMaKMK0jEjvAzI3SKI0I+hFEaMalvd0I5iO2NqKUpt7R2JSa+f7ySEk+A
20040 | B1-PI-I-5218 | Cu | 2 x 0,5 mm² | 20 | B1JBX-1322-X01 | JUNCTION BOX VMS | B1 | 006 | 006 | B1-VE-13302-B01 | VIB REAR RAD BRG - H |  |  | DSPW/SUPP.VMS | -PI-I-5218 | Cu 2 x 0,5 | LOCAL Base Objects¦Cable¦A30¦Z21¦0502 |  |  | B1-VE-13302-B01 | -B01 |  | -X01 |  | 2024-06-17 / Panek, P. |  | @@UU@@C@@AA8GAAopSQpjGOcxjIQYx0GOc5zpQpB0IUhCUAQpKEKQk6UoOdAEASBQFASBAEgAACQJAkCVKUlSlAUhSlJABKUgQoCUKQkAAKAoCkJUACFJQlKgAAAAAAAAAAAAAAAAAAAAAAAAAAAAAAAAAAAAUAAAAAAAFAAAAAAAAAAAAAAAAAAAAAAAAAAAAAAAAAAAAAAAAAAAAAAAAAAAAAAAAAAAAAAAABCs5fD5ez0eXpE5P6E7wnN5pCdYnq7JuLq8fk8awWuGGPtso84ej3/hLJXz/3VjuPy9crJUy//z/d99BBGQwoNEpAP/ABTr+vNjs9Ihg2AMFQtnsigV/RT2zL+N3NrTi/s1wbcpEpQQ/nEoCIvzSJtoSSzQt6D0gFiEESJ4J4JbcmRBEwTk0LQLv9E4SIrQ3ncEmvzyomKEKp2S4gttorTVL/QQZpss367JU2oQtXPl7gGEkVPtnw4my0ie8CzLf9VWoBRhzgBpBH+A0CaCFkw7okEoOqUkiNPsE4xxQEhIE55CTb+TABMJrujvW8Oz0IdMqeGUfvscF7huEuFaax0gaomrv6gysEg6cH04dbUuxavvEvGpwIZ0K8glefBhAm15sRB9dCFM/F3+DTZVTLaqKpeDBnpxbomMTj9xs0aNinao7BLpBmQnptzY7LRLN7dxynK8ngwRvfRvGXLjnrBNwCi2z+fEJi7chO7k2TDm+e3w8AZBJr1Hb1+7sz5tbUh1YCeBp+YDqOMSgTKCZhLRL4ncNPEJ4viJsCfASBP8E3AS0E18HywG5Z7gAvidesdYlmcVwglwn1CYlJgSQJ5LqBKBL6kF74bexkE+UCTl8TQf6J8aisSCknBKhOUAMAmEEgS4TzCQJdWRy3CZwTkA74kRHJoDjYcnN9igAr2g
20041 | B1-PI-I-5219 | Part of sensor | 1 x mm² Coaxial | 20 | B1-VT-13305-U01 | SHIFT HP ROTOR |  | 001 | 001 | B1-VT-13305-B01 | SHIFT HP ROTOR |  |  | DSPW/SUPP.VMS | -PI-I-5219 | Part of sensor 1 x Coaxial | LOCAL Base Objects¦Cable¦A30¦Z30¦0008 |  |  | B1-VT-13305-B01 | -B01 | B1-VT-13305-U01 | -U01 |  | 2024-06-17 / Panek, P. |  | @@UU@@C@@AA8AAAoiUQpjnQc5znOdBznQc6EIQhCEpShSkoUBIEqSlCFJSkAEgUoClJUBSlASAAAAApSgJUkAFISpSlJSoCkgUpSUpSkAAKAoAEpUkAEKSlSgAAAAAAAAAAAAAAAAAAAAAAAAAAAAAAAAAAAAUAAAAAAAFAAAAAAAAAAAAAAAAAAAAAAAAAAAAAAAAAAAAAAAAAAAAAAAAAAAAAAAAAAAAAAAAAjzfP7On//oR+L0o6qPvUjnR7bYfV3O780lPp7yqleJe+o7/9eG37c2P14ubQsrJ4/t0aa71zHStLTCX/ssJ/wPHwsniQ2d0Zs6TJw1fSTwSP3uk7+eyTLMNPytZa1Kn3Vaiqv3WXcCLJLmxZ+AZBSll6l6lsfRXS5Sr0v+C1l6pMCTm8t4srLDHvR0UXr+FehdKjamjRsskZmDySltdvLKYIywqMH69IaWpgl2iY1rhNFGXYrw4cYv578nVBykT+DkRXItJZU6SKWp6aiyuX80dWTXUsikfpZF3HnFkbsycm/5B51tiveuxoxo7VEYI5R8CMXX4YtgRTzbOXFydZpyXU9SOzcyK6kOtDUjH5mfaG0s81wwdPfu9+9sdvkr0MDCv8SNKNPn39fYYLLvYjUz3Tchy9Dex7bNqzo6Cyt6Zbzi93i19dtq4tWxhI43QcIzOPe/n5Ebbgsjc6U+LcdTdRouuZbcHBkw1N2kaNwavS7CPXcjokcCMyO5iR03Z+FF72o30f2ikc6OMjORv5/8zuLN5wYEd3n0udGz8fYSTWRqRcjXIuIsRi030X0YJFNje4tfBSP8pF5gR2X+o9uJjRTCvEYkdwGdG0RSNKOVFI041Xvl0o65HbHIiqrtfQdqVNvm+sBJPcA=
20042 | B1-PI-I-5220 | Part of sensor | 1 x mm² Coaxial | 20 | B1-VXE-13001-U01 | VIBR.FRONT GEN.ROTOR - X |  | 001 | 001 | B1-VXE-13001-B01 | VIBR.FRONT GEN.ROTOR - X |  |  | DSPW/SUPP.VMS | -PI-I-5220 | Part of sensor 1 x Coaxial | LOCAL Base Objects¦Cable¦A30¦Z30¦0008 |  |  | B1-VXE-13001-B01 | -B01 | B1-VXE-13001-U01 | -U01 |  | 2024-06-17 / Panek, P. |  | @@UU@@C@@AA8sAApDUQpznQc5zoOc50HOg6EIOhKkpSlKDpAlSkpAhCFJQhSgASBSlKSpQFKUAAAAUkAFKSBQEpApSVJUoClJUpSUpUkAAKAoAEpUkAEKShKgAAAAAAAAAAAAAAAAAAAAAAAAAAAAAAAAAAAAUAAAAAAAFAAAAAAAAAAAAAAAAAAAAAAAAAAAAAAAAAAAAAAAAAAAAAAAAAAAAAAAAAAAAAAAAAjyfN69fgf/50eF6EdkjmRz9tcw+n5Pp7klPn+xVSsy79R3v7/C37d/F6sPf2n7qx+Ou7o0fX3r2OyrrRCVfsJ/wN1+m2x/ihl1DLlSY9DdeO5fST7pHkuSfbolknBMVPFay1qeBaVVqKq9csudJFg2KeENkUpZsUu0tUpSr5clS7a6sqpLyTg8t0srFrVU6iLn33sGJVSbEL0qM2eY2LNji/seWWbG5a/e4JgjJCow/rwDK2mKXMe1Mi5dJL3iv4Rd06OwDjIn8nEiuJaSyp1EUtT0VFlcf5I4ZNupZFI/OyLmvMLI3ps6vIP4WvV7rVrvbKNlHDRGGPeGBGLi9uLX0U82XWyYvI9xwtvJwvSjI4+xDhhhbqMefSNKzNcHn1dfsaseDkyVMDhXcbqo0I5PN0dydpgsuetGW03odLVg3WzjRxdNtNtbCuY+26TX1utucG3d1ZiMjrydNVZXX/r4Ubrfsje2Zuui07rcRtW6sswcu/wMWTFU2aRn3h6HKj1YUaiOgjOj48KNb3+RF3nRvo/xFI5kayMxG/m9mZ1MnmBfR9HNncyMvxdpJNJG2i4jTIuEWIw57yLyL8imxq49PQpHspF1fRyP9Rz4WJFMC6RhR8oMyNBFIzo5UUjPiVd7mdHZI+AcaKquTlRp7/dSIST2gA==
20043 | B1-PI-I-5221 | Part of sensor | 1 x mm² Coaxial | 20 | B1-VYE-13002-U01 | VIBR.FRONT GEN.ROTOR - Y |  | 001 | 001 | B1-VYE-13002-B01 | VIBR.FRONT GEN.ROTOR - Y |  |  | DSPW/SUPP.VMS | -PI-I-5221 | Part of sensor 1 x Coaxial | LOCAL Base Objects¦Cable¦A30¦Z30¦0008 |  |  | B1-VYE-13002-B01 | -B01 | B1-VYE-13002-U01 | -U01 |  | 2024-06-17 / Panek, P. |  | @@UU@@C@@AA8sAApAUUpjHQc5znOY5znOdBzpQhCkpSlKEJUkCUKAhCFJOpIAASBSlKSpQFKUAAAAUkCQJUBQEqUpSkpAoCUgUpSUpUkAAKAoAEpUkAEKSlSgAAAAAAAAAAAAAAAAAAAAAAAAAAAAAAAAAAAAUAAAAAAAFAAAAAAAAAAAAAAAAAAAAAAAAAAAAAAAAAAAAAAAAAAAAAAAAAAAAAAAAAAAAAAAAAju+f2cX3P/9CPyelHvkc6Pb21mH1fL9Xcko+jvqUlMy36z7P68Nf18GL14fBnbimPyZu7or3u/XJVTvNMJbWon/A2PHqZPEhm3hdnSZNTY8ll9JPvkftZJ9umqThmKjw1qrWik3qVpVSVpesqs30VDco/EMYooq3KLaK0lFFKyy/WlVtJLyTq+a0qpwx00VvyUW31kL0LZSM8/DLjZccX/LLKrddfNLYuhSL+r9OEZlzDL1tN/RMi28SbniwYhbr4wcxE/g5UU5VZKqTKiitHppFVOb80ckmmkqiiPHVFnFlH72I6E6ll2/5hYruU7Ditxoxo5KEYI+AXr6MPLwRXAijz3ca7H5XSaeRdyPUi5zdiHLDkbqLtOsa1WewYevx8Hu5MHZupPQ5ltzhRpRt8/SzzawVZrfYjNWdCHT3sOxkuR0WdqVwLNeTtui63vdbZ1dVuUi51xc2fz8SNrW3q2I2dKdFq1t1GavHMuLi4NxdhpMVDhUTBsF96Xwo9d9HQI30Z0fJiRxO1tRb7Ub6P7RRHOjhIzEbM3+ZnUu84L6Pp59DnRl+PspJukakWI3ZFhFSMOi8i8i/Io3N7m3eCiP8oi1fRtf6j24WJFGBaRhR8wMyNJFEaEbUURoxKW9zQjlI7Q5kUpTkqbZSbvg7qRCSe4
20044 | B1-PI-I-5222 | Cu | 2 x 0,5 mm² | 20 | B1JBX-1323-X01 | JUNCTION BOX VMS | B1 | 001 | 001 | B1-VE-13011-B01 | VIBR.FRONT GEN.BEARING - H |  |  | DSPW/SUPP.VMS | -PI-I-5222 | Cu 2 x 0,5 | LOCAL Base Objects¦Cable¦A30¦Z21¦0502 |  |  | B1-VE-13011-B01 | -B01 |  | -X01 |  | 2024-06-17 / Panek, P. |  | @@UU@@C@@AA8SAAouSQpjGOdBjnOY5jmOc5znOlCEJQlKEIQhKTpUhCEoQhCUqQpQAASlAAAAoCgKAAClJUlSQKUlAFKSpAEKSoCkKSgAAKAoCkJUACFJQlKgAAAAAAAAAAAAAAAAAAAAAAAAAAAAAAAAAAAAUAAAAAAAFAAAAAAAAAAAAAAAAAAAAAAAAAAAAAAAAAAAAAAAAAAAAAAAAAAAAAAAAAAAAAAAABCq5OP6uz0e0Tl8n9CbgJ1ic3ZNvdXJ9HIsH2tkMcvro+sPT7vvlkuez+6fwsOXnlVKzz//5/R6aL8iPuoxoMUSAf+AC7p8+TuV/mIWaoGCkWrPl/Sa2K/ip+0y+rFZML327BzSkSlBDliUBEWppE2sJJJoQtQesAvIQRIngnglDBBGlMk5PC0C6OidJEbbriStXiiRIoQhblDMtgTgXar11It7PQS2InzS/LVKXAhC3P12QL5dKWbC3SUyDnho5rdIE+O1ugBwgj/AcAnAQsmHYEglB1SkkRw84nEOKAkJAnskJNt1gSEytfyVZ+hD2y0aVva0Ubn76Kd3uYRMIrfHhApEv79sZVCQceHw3y58+vmvYMvuElVwx4UN9CrKJVa38OQCeWQgsnE4sWnG5VbtYNasuyK+nJPwUy2RMgmDp1MtOCVOGjsEokGdCe1Xnx3qhMeqY5U4c1/x/Lr7GuZtrPlox2AlffXVimv+fKJm05CeDt090y61/byiSn8Aaepcw6tdyG7AYoHSzgdRwibQmcE1BMAlsTZODxCeb4CagnvEgT/BLAS+Cduv41neq6QAtideA6xKvEK4QSwT5hMSkwJIE+mygSgS2pBa9/Bp5BPjAk5bE4j/RPhSXBINInBKRPMAFYmEEgSwTyCQJZcI8tgmgE8YG8JERx7wbrDk9X2IICva
20045 | B1-PI-I-5223 | Part of sensor | 1 x mm² Coaxial | 20 | B1-VXE-13051-U01 | VIBR.REAR GEN.ROTOR - X |  | 001 | 001 | B1-VXE-13051-B01 | VIBR.REAR GEN.ROTOR - X |  |  | DSPW/SUPP.VMS | -PI-I-5223 | Part of sensor 1 x Coaxial | LOCAL Base Objects¦Cable¦A30¦Z30¦0008 |  |  | B1-VXE-13051-B01 | -B01 | B1-VXE-13051-U01 | -U01 |  | 2024-06-17 / Panek, P. |  | @@UU@@C@@AA8oAAo6UQpjIQdBzoOc5znOg6EoShKUpSlCEpSBKkAUk6EpSpSlKABIFJUBSgKUAAAKApSVJABSQJUACQJAoCUgUlSEqSkCgKAoAEpUkAEKSlKgAAAAAAAAAAAAAAAAAAAAAAAAAAAAAAAAAAAAUAAAAAAAFAAAAAAAAAAAAAAAAAAAAAAAAAAAAAAAAAAAAAAAAAAAAAAAAAAAAAAAAAAAAAAAAAjyfV7ep4X/+lFnqRxEcqPd867a9f0fZ3ZKfX+KqlY1/3Hf/vxW83gxezD4M79lY/L9+bTp73f2MllXtyErvWE/4G88m6yeNDPvjLoSY9TmvLdgST85HJdJ+WmyTzTFTx2stalTeq1FVsXWXdJFklzZs8QbYpSy+l9LVKUrPdL656zYqTZScPnvLK2I6aLXbK+GOF8tGiXMuXbYoweeVsyVfu24J4rNqMkKjD+vCMTAwS7NMS1xJf49naF+riBxkT+TWita0llTfRS1PVUWVx/ojsSaalkUjyWRd1Mosjdnwse9yD0LbNcTp8PX6uDKjKjsURtx2RhxIx69voxdhRT98/Wa2DPk5HE5mXNxuT1ozsfxQ1wxOajJucwfNvLmi8ZuhzM7Hgvx1PS7K/hRpR8mHFuY2Cy72oyWmqG/u7Wht40bzU4W4uwvlbGSzg4eDV0dN+QjqjXOtjZ/67iNTesjd6E4HQat1uoz268s0YP44XPy4qm3SNO8PU7aPZhR0iOejQju4UdR8faRf7kc5H+IpHKjqkZiN/N78zgyegGBH28uhyoy9ztJJqI3EXI1SLiLEYdGwjYRgkU2ebx6udSPfSL2BHbf6j3YWJFNpeRhR9IMyNJFI0I66KRoxKv7uhGsjtDjRVV241ypq8P4EQknwA==
20046 | B1-PI-I-5224 | Part of sensor | 1 x mm² Coaxial | 20 | B1-VYE-13052-U01 | VIBR.REAR GEN.ROTOR - Y |  | 001 | 001 | B1-VYE-13052-B01 | VIBR.REAR GEN.ROTOR - Y |  |  | DSPW/SUPP.VMS | -PI-I-5224 | Part of sensor 1 x Coaxial | LOCAL Base Objects¦Cable¦A30¦Z30¦0008 |  |  | B1-VYE-13052-B01 | -B01 | B1-VYE-13052-U01 | -U01 |  | 2024-06-17 / Panek, P. |  | @@UU@@C@@AA8oAAo5UQpjHOc6DnOg50IOg6EKQlKUpAhKUISkCUAAlCEJSlKkqAACVJUpSlKUAAAKApIEqAoCQIABSkqApSQASpSUpSkAAKAoAEpUkAEKSlKgAAAAAAAAAAAAAAAAAAAAAAAAAAAAAAAAAAAAUAAAAAAAFAAAAAAAAAAAAAAAAAAAAAAAAAAAAAAAAAAAAAAAAAAAAAAAAAAAAAAAAAAAAAAAAAj1/p92/yv/9SLPWjhI5ke/5V2P2fN9nfkp9XhVUrMv+4/D+/zt+/iye3W8Wwwqy+T7/Bp028N+ayvA0wmG1hP+BuP22mbxoaN0Z9hJm2m48l2JJOWR/F0n46bJPLMlPHay1qVOWrUVWC6y7noskuYbPyDKKUsvpfS1SlKtLqpdUl6Tqee8srfjeRay7CtDLC+WjYmvr5WSMPmlY1X6rXSeeYouZoWjH5emMTqTFLtEyLXEl/6YcYv2uEHGRP5OJFcS0llTeRS1PXUWVx/qjsSaalkUjyWRdv5xZG3OuzfH5h6VsNcK/fwZUZUdiiMEcgxI1uLrdCLsaKejPwuJozeZvNWfi0cb2I0MuB14cUOw3UZ9rcGZZsXDA9F2ru5MWHo5anqcjB1EaUdz062bV22Oy73Iz2m3Do48eplzI5zccDaXazusGvZwdXf1b2m/XI6wyM/9d5Glt2R2uGm30Z0G1qakaLcM4Oru7/QxNjJUy0b6k2+cMb1u2j24kbxHSRpR38iOB3O0i/3o6SP8RSOZHWI0Ebmj4aHBr+kGJH282y5kZ+92kk1EbSLkapFxFiNbZwIwIxSKYd3k1c+kfCkXsSO2/1Hv1mRFMa8jWR9ANCNJFI2UdNFI2cir/n2UcZHZHIiqrs/WfJKm3y+AiEk+IA==
20047 | B1-PI-I-5225 | Cu | 2 x 0,5 mm² | 20 | B1JBX-1324-X01 | JUNCTION BOX VMS | B1 | 001 | 001 | B1-VE-13061-B01 | VIBR.REAR GEN.BEARING - H |  |  | DSPW/SUPP.VMS | -PI-I-5225 | Cu 2 x 0,5 | LOCAL Base Objects¦Cable¦A30¦Z21¦0502 |  |  | B1-VE-13061-B01 | -B01 |  | -X01 |  | 2024-06-17 / Panek, P. |  | @@UU@@C@@AA8QAAotSQhjGMY5jHMYxjmMcyDnOhBzoSBCDpShAAHQhB0oSdKUpSkAAJSBAAAAkCQJAlIEAQhAEpSlKUgQBKUgSkCUJSgAAJAkCUJSACEpQlKQAAAAAAAAAAAAAAAAAAAAAAAAAAAAAAAAAAAASAAAAAAAEgAAAAAAAAAAAAAAAAAAAAAAAAAAAAAAAAAAAAAAAAAAAAAAAAAAAAAAAAAAAAAAABDo3u54ujh+Yjz9r7CNsEc4j2dEGfm3vBvJMcCrZN6aYvIHF9/K9s3v/EvmrPR7Xoerg/+/w8UVLjcUVqBNhcBf4AJ9T24NW9xiCzIBXKJUaeH3QSCS9SR8YEvPfrgEvgrrHsdx3YZetnYGaOByDWEOJQRucYBOgYZyFiFh2TDDOF6EhZKISzckION01lEPHCxCglnIhkmgSsCmmi6ho7+fkJYZo70Bx4yIuq8gZK7P8OoBGgykwNBfU48IJQ7EdwCG3OAGgEL6BoEaBknTLKIYdjmd0M3Y9wjsisYHEMI97iINmkBxGks20UafIg+b5rmaDc+WLNcz5LBFgkqBaAJhFG7IJ6RDHdr2tiraafbsxU/cRfKZsD5kHWQU4RFGi5u24QIooMIxZBEgvTSV5MdM1yWyOUncqn5aevdyiLRGty5ME0mOHoEWuGmghq08E9AjS1LXuZDLhjp18uuYO1gtiqBHVAjm+vfEW4XEa+DVK8exRpWiHi2QwYsTalUrK6wX2FJhA5jdEdURqgjGIqESCNY624I7/7EYxH6EMI/IisEUgjFV/KjWo5QAkEc945xFG4JKwEViO2IvpEAIcEeGuIREIkSGI/1n1NIR/GEQkgjrn9EfuUmEMXCEESiO8AFQiwEMIrEeMQwiuYbvViM4I3AM4hmbbYNCZW+jfAQCS6Q=
20048 | B1-PI-I-5231 | 1- C5XFE-R /ST/ | 2 x 2 x 1.0 mm² | 200 | B1-TCS-1311-X11 | BOX TPC/OPS | B1 | 001 | 001 | B1JB10-13311A HAN 6A | HARTING Speed OPS | B1 |  | DSPW/SUPP.FI | -PI-I-5231 | 1- C5XFE-R /ST/ 2 x 2 x 1.0 | LOCAL Base Objects¦Cable¦A30¦Z20¦0502 |  |  |  | HAN 6A |  | -X11 |  | 2024-07-20 / Panek, P. |  | @@UU@@C@@AA8EAAomUQpTGMY5jnOc5jnOc5zqQg6DoUg6UpSpSlHUhCEHAlIAJUBSkqUpQAKUoAAAApKQKUoCVJAlSQJSoCEoApClJQoAAKUBSkoUACVJQlKgAAAAAAAAAAAAAAAAAAAAAAAAAAAAAAAAAAAAUAAAAAAAFAAAAAAAAAAAAAAAAAAAAAAAAAAAAAAAAAAAAAAAAAAAAAAAAAAAAAAAAAAAAAAAABCwfR2uo6BP6E/b4BO/AnpE5eqfD6PmPqwLB9q99n9gfd+PT4J3Pz/vl8OI8xF/x96z/5ff4JUSJSyZEGeaQD/wAebBfi+IYNAGCkW6c0UivjE8sfr+FKxXJW3nZwY5SJSgh8USgIiicie6JIWqDygF8SCRVBRBKGCCJMREUa4ohd2oXxeekLhMlc61Yk6Vssrg8iFLAmULcN9LTBeksrhGamZeQrEnqArPIVMc2fXVib1UTrBZ/lZdAow7AA2gj/AbRNpCyYeASJREEeiQ8fKJyDkgJCQJzSEn2MzpxAUCc72+e3Vq/QSVZGvdex1ujGJjFbF2gcIl7jurL3xIPPiwWZSzi2dInDTsvdziQ0IZxL+irMBv0bXRSRqioTPpvcdOHHRZcO5XG/7c6euJvCdrFo1FdPBc36eoS2QbmlCyrTRnMN8TNkovaNeKZkM2Ki5dROuBvZ53v5+MTPAmO0Sq33dPZDLKzsw70CXacwHScgn7iboJuCYRKxPcOTiU7vrE0CeoSBP8EpnrBMIJuW+y03sHQAFYn04j0iW7BW0ExifEJlUmCSBPrx0iUiVqQVerZpzieyBKCsT3j/ROD13S8JBYUgl0T5QAxCZQSBMgnbEgTJdIO7kEwgnyAfCJER88g2sObw94QAV9oA==
20049 | B1-PI-I-5233 | 1- C5XFE-R /ST/ | 2 x 2 x 1.0 mm² | 200 | B1-TCS-1311-X11 | BOX TPC/OPS | B1 | 001 | 001 | B1JB10-13311B HAN 6A | HARTING Speed OPS | B1 |  | DSPW/SUPP.FI | -PI-I-5233 | 1- C5XFE-R /ST/ 2 x 2 x 1.0 | LOCAL Base Objects¦Cable¦A30¦Z20¦0502 |  |  |  | HAN 6A |  | -X11 |  | 2024-07-20 / Panek, P. |  | @@UU@@C@@AA8EAAolSQpTGMY5jHOY5znOg5znUhBzqQhCAAQpSkoUlCEoQlQFJAlIFAQpSgASBQAAAoCAJUBKgJUpSQJSoCEpAlKVJSgAAKUBSkoUACVJQlKgAAAAAAAAAAAAAAAAAAAAAAAAAAAAAAAAAAAAUAAAAAAAFAAAAAAAAAAAAAAAAAAAAAAAAAAAAAAAAAAAAAAAAAAAAAAAAAAAAAAAAAAAAAAAABCu+ztdR6xP6E6OuJzQJ7ROfqn2PZyneuWDvrzM/vD8P06fxne8/98/hxnlIweLm8H/9/wToukUStyoM88gH/gA8uG6LhDDpAw0i2nmikV8Qnkj9vDSsVyVxehnB8cpEpQQ54lARFE5E9kSQtUHkAMAkEiqCiCUMEESSjdiiF0VC/n6qQvEyV7erEnZZVB40KGBNOYLTHiuS6jGShbCazzzMCFYlesC8eMqdzz6asjfJVAtZ+tloFGHgADjBH+A4xOMhZMO6JEoiCPZIeLnE7I5YCQkCeaQk9/M4gJiel9F21r9OoSdf0xLc3dp35+vIJkFbV4wOES/xWrLriQerLdZmLOLpE4aODhv9vhQ0IZxMGirMBPkc9BGzGioTozWd3kvZMN+w7ht/FRviaxLcluoo268dHUJhkGTShTpnoLr4n0a66Z2729imZDNVmx1YETfAq1571OD+fqEzwJsYxKsfybgbGos34dUCUZwOk5BP3E1AmyJcJWJtnJ2VOX3iaBPcJAn+CUz3gTCCacXwxGq7oACsTvYz2iYuAVxAmQTuibCkwSQJ92SkSkStSCr3djazifCBKCsT5j/RPl99pfEgsKQS0T6wAxibAJAmUTtiQJltIOXKJhBO4B84kRH2p2mHN+XMIAK9YA=
20050 | B1-PI-I-5235 | 1- C5XFE-R /ST/ | 2 x 2 x 1.0 mm² | 200 | B1-TCS-1311-X11 | BOX TPC/OPS | B1 | 001 | 001 | B1JB10-13311C HAN 6A | HARTING Speed OPS | B1 |  | DSPW/SUPP.FI | -PI-I-5235 | 1- C5XFE-R /ST/ 2 x 2 x 1.0 | LOCAL Base Objects¦Cable¦A30¦Z20¦0502 |  |  |  | HAN 6A |  | -X11 |  | 2024-07-20 / Panek, P. |  | @@UU@@C@@AA8EAAomUQpTGOY5jnOYxzIOc6ToOhCEnSlKUoSlSEpUlJ0nShKgKSpAFKSpSgKUoAAAApSVJUoCQIABKFAUkCEpApKUpQkAAAUBSkoUACVJQlKgAAAAAAAAAAAAAAAAAAAAAAAAAAAAAAAAAAAAUAAAAAAAFAAAAAAAAAAAAAAAAAAAAAAAAAAAAAAAAAAAAAAAAAAAAAAAAAAAAAAAAAAAAAAAABCs+vf5jkE/oT19cTwQJ7ROPmn2fZ3z7rFg8K+Bn+Afn4+XxTv/v/fHw3HlIxcXhl//5fp4qbJFEuLKgzzyAf+ADy24osELdAFtIuA80Uiv6iWR6eGlYqyTVu87RBplIlKCHxxKAiJUSJ7Ykhb0HF+wBaJBMvwUwShggiSUdSKIXcvC8XqpC+TJX92oSddd6DGhQwJmC7HiTDii5C+aJ550kYkL4l/SBWXlyFT6oz3rnCSoBb3krwAUYOwAGsEf4DWJrIWTD0RIlEQR7JDq4xO2OSAkJAnmkJPdzOMCYnofPZtej0iSvEaelofm6vU9cbAmwK4V1gdoSzVhWXXEg5MlleYr1conao+XBq72pDZQziYs9WYCe+86g0SKRKqeDu6+j3LMNZ8509FHWE0id23Z0lHTq6FHMJbING0hTnnslmETTOvq7tsy4y5cdOBE6wGm9mow/z9AmaBOfktlcJfu3qN4MstzD8cO5ATgac4HKb4nSE2wTbEtEqE6B3O2p9PvE0Ce4SBP8EpntAloJox/DGc+zkACoT7bj2iY+wK4wTYE4BMqkwSQJ9+xSJSJUpBe93ybfOE+ECUFQm8f6Jve/AYRIKykEwCfUAFwmUEgTIJ3hIEyYCDv5BLQTgA7IkRH2QG+w5uH8RABX4g=
20051 | B1-PI-I-5236 | 1- C5XFE-R /ST/ | 5 x 2 x 1.0 mm² | 200 | B1-TCS-1311-X12 | BOX TPC/OPS | B1 | 001 | 001 | B1-HZ-13303-S01 | PUSH-BUTTON CONTROL ROOM | ++Control room |  | DSPW/SUPP.FI | -PI-I-5236 | 1- C5XFE-R /ST/ 5 x 2 x 1.0 | LOCAL Base Objects¦Cable¦A30¦Z20¦0505 |  |  | B1-HZ-13303-S01 | -S01 |  | -X12 |  | 2024-06-17 / Panek, P. |  | @@UU@@C@@AA8MAAouSQpjGOY5jnOY5zmOdJ0HQpBzpQhCEHAlKUgQpKlHQdCAIUhSlKSBCQAUBQAAAACVJAlAEqUAClISBJ1KSpQEKQoAAKAoCkJUACFJQlKgAAAAAAAAAAAAAAAAAAAAAAAAAAAAAAAAAAAAUAAAAAAAFAAAAAAAAAAAAAAAAAAAAAAAAAAAAAAAAAAAAAAAAAAAAAAAAAAAAAAAAAAAAAAAABCr5tXaejqE/oTxCc8Cdgnr7Zvj6/J5frvrB5/xieGPt6LXmDn9vplku+z+6vuxHq1yr6PR5//iXpiCuaOfGgzbMgH/gA/Kvpi8hrhDBmAv4Rbx7IoFfUJrjp/ChYpkLZ+rNBuykSlBD3YlAREp5E2cSQk8Bag1gF5CCJE8E8EvDJkQRM6IKPBFELSL0ZZwtzEqqnpNG8JRdpulKE7C5AlZhvVpgLELW3E2WV2wlU1oQtWTcAul71xFtomWi43SW3aBaddVwCerxgBqBH+A1CaiFkw7wkSiIOuElGr8xOIccBISBP0kJN38mACYT9m9s8iHVKgjNu5dGjft4BMArdTfA4BK9y6MrgkHDhrqvWXOD2icWnHyZEJIVCXODBjA092Y6pTocPyZ8Xirqpt/N88pfvctT7WgTOJsZ8WyU7s027c26e0TFILeLMhazT3qq74mTizbEqb9VO/ZPjK/ixUUgm0B3rk2iur+fqEy5aJhMmHLncYl6eY3O+acsje49rB4IduAn5OWYau8BQdZxiUibAJuCYhLYmg4uETye8TOJ7hIE/wTwgl8Ez4PhgN+vqACkTswnYJXpFcQJYJ9AmNSYEkCfZZQJQJSpBa93j2sgnwgScpE4z/RPfUXBILZOCVCeUAMAmIEgSwT6RIEsuEHNYJwgnKBpEiI+XmDlYcn3+YUAV7g
20052 | B1-PI-I-5237 | 1- C5XFE-R /ST/ | 5 x 2 x 1.0 mm² | 100 | B1-TCS-1311-X12 | BOX TPC/OPS | B1 | 001 | 001 | B1-HZ-13302-S01 | PUSH-BUTTON STG TRIP - MACHINE HALL |  |  | DSPW/SUPP.FI | -PI-I-5237 | 1- C5XFE-R /ST/ 5 x 2 x 1.0 | LOCAL Base Objects¦Cable¦A30¦Z20¦0505 |  |  | B1-HZ-13302-S01 | -S01 |  | -X12 |  | 2024-06-17 / Panek, P. |  | @@UU@@C@@AA8iAAo9SQhimOYxjHOY5jmMg5kIQg5zpQlB0IOlCEpQlCEHOhKEgShIEpSBKUpAlIAASACUpSlKUJSBIEoAA6UgSBSkKQoAAKAoCkJUACFJQlKgAAAAAAAAAAAAAAAAAAAAAAAAAAAAAAAAAAAASAAAAAAAEgAAAAAAAAAAAAAAAAAAAAAAAAAAAAAAAAAAAAAAAAAAAAAAAAAAAAAAAAAAAAAAABDo8G/7Og5RHm4P8EbYjiYRziM/q6Ib3N4PH5akmPWomTenjj9AV/Xieuf6f7N7qjj+T0fH2aH69Xt4o2KYNavoFE7gL8gBg+d3kahBnZBexAU1CVBstGJLjEZ25PhGk0jpL9k7GN3Hdhlxs7AzPY5FqiHSgyVpjOAXEDDOQYgw7JhhnRFY0GSjEm7FkAkiH6q5DYxiITxvamiQRJktuwKr1yhFJUgml03hpPC4xMoqEDpTQ6gE5nJFpUEbJTq2RRglaxyzgQl3AAzAhf0GYRmGSdMtYQzszHMyHbN8xG+KtgcQwj6OIiyX6QIhH7rk613BlQcryDdPG+pk15Lwi8JKcWUDYEXN2cT7Ihjarquz/xft7n1EV8Ga7m0u3qIHQZdQRThns0wHy29SM7jyyIMG9Lu6fYvW9aa/w/zdebD2ZtoRKIwX7NbFklx4o+gRRfiCXQ1UEurC/bpvCMljR2slHVre+XKqrlpgRsga1NyGFpv77wjR0XES06OEKxE8IuGzYXbxvFgo67LEwbfWcVrCBzHaEa4jGCOoIrESCNc4N8R3/uIxCPsIYR/wjaBF0EYqfxSa9HKAEgjnvHOIo3hJVgioR3RGgkRAhwR5aoxEYiRIYtfbcwWCPwwiBII7J/4j7zE4hiUgCJhHiACkRWCGEVCO+IYRVOMeGoRmBHeAyiGZt3yBwplZ7/OgECS6QA==
20053 | B1-PI-I-5241 | Cu | 2 x 2.5 mm² | 100 | B1-TCS-1311-X21 | BOX TPC/OPS | B1 | 002 | 002 | B1-JBAY-1341-X01 | JB HPH FI | B1 |  | DSPW/SUPP.FI | -PI-I-5241 | Cu 2 x 2.5 | LOCAL Base Objects¦Cable¦A30¦Z21¦1502 |  |  |  | -X01 |  | -X21 |  | 2024-06-12 / Panek, P. |  | @@UU@@C@@AA7oAAoaUQpTHOY5znOY5jHOc5zoQhCEoShKUISlKToQk50pSpCgAUpSFKAhIAAUpSgAABAEKUpSgKUBCVJApKVAShSkpQAAAKAoCkJUACFJQlKgAAAAAAAAAAAAAAAAAAAAAAAAAAAAAAAAAAAAUAAAAAAAFAAAAAAAAAAAAAAAAAAAAAAAAAAAAAAAAAAAAAAAAAAAAAAAAAAAAAAAAAAAAAAAABCq8nx9fQJyfX/Qm+CdQnn65+Dp4/o41g5Xmhj6uW1yB9p93s8vpv/358+M5vRKqfL9n/y+/8JRgiUoxoMa0gH/gA1qsUYBDDrgYKxb9/9ZWxXmE80fvQv5XJK87KDblIlKCHPEoCIlfkTsEkLbg8wBgEgkUwUQS15zZkEXZv5xERSWoWkWPL6t20F2glpe1gEneW7b7sqULTC5kjDZUlZbzRjK4WjPRluOFCFnd7IFwsKHP39jDTPG1E6RGiC5nvXwKLLegANQI/wGoTSQsmGwSJREHTKQ6v0E8KZISQkCeiQk97NYBMTnbKu3z7WX9hJzuEbszXp7frsEsFbw6gOHgEq03xloEg9WPDey3ei5o9gnxZqKzgQmhlEv14wIl4zgy0HR4aRNzg29Oe1huyPkNyfcEyibxixZ+1T2NvrEwyTd4tpC3tUbNVYnDO93MMrDhN6u1dBMi2o3J7X8/MJkgSzfrEprv2aEq7FWDvQ7MCU5AOk4RN8TXBNYSsSkTbPh8Qnz+4TYE9okCf4JuAmEE2K/fWdmr1gBSJ1WHUJVviuMExCfKJkUmCSBPpxWhLQlKkFv26NnMJ74EoKRNR/onuul4SC4UAl0TyABWJjBIExCcQkCYrxHHiE1AnEBpEiI45BpYcv48gIqL8A=
20054 | B1-PI-I-5243 | Cu | 2 x 2.5 mm² | 100 | B1-TCS-1311-X21 | BOX TPC/OPS | B1 | 002 | 002 | B1-JBAY-1341-X01 | JB HPH FI | B1 |  | DSPW/SUPP.FI | -PI-I-5243 | Cu 2 x 2.5 | LOCAL Base Objects¦Cable¦A30¦Z21¦1502 |  |  |  | -X01 |  | -X21 |  | 2024-06-12 / Panek, P. |  | @@UU@@C@@AA7oAAoUSQpjGOY5kGOY5jHOZB0IQdIEJQdKTpSgAEJSk50pQBAEpUoCkpAhQAAUpSgAABAEqSlSgKApCQJApKVAUhSkpQAAAKAoCkJUACFJQlKgAAAAAAAAAAAAAAAAAAAAAAAAAAAAAAAAAAAAUAAAAAAAFAAAAAAAAAAAAAAAAAAAAAAAAAAAAAAAAAAAAAAAAAAAAAAAAAAAAAAAAAAAAAAAABCs+n5urnE5Pt/oTugnSJ6+qbv9HH9XGsHmeWGPs81HIHnPR7/T+tf9+vaynL7JWTfd5//9H3/hRFkTyi9BjckA/8AG5jyxYIW5wLLha6/0lgFeUT1R+86/lhkrzMoN6UiUoIc0SgIiVcia4SQuCD1AGISCRTBPBLPNMzEEVTJnpKIWkWPT7d2gKpyWp0YhJsNG/LAhOwuZMRjusS0pKFpsyIUbWC+pxoQs2xvAYSsnc25Rc1kqAXB3MNQE+PgADWCP8BrE1ELJhxiRKIg6JSHV+YmtMsJISBPZISbTs2gTCczi0c2ftfsJNNTxRLTnnowxp91wlwrWPgA4u+Jj14rBm4BIPbfRdXs7HPVwU+8TVtUXHeQmQzCYrrwIlwnDmnOfAJfRX89WbFVh4YwG7VRpEyCdkuov7FN2PqEtkmj6NtDBtz7dlomm2evtWynOI0W0VAl60Rnm7f8+QS+BLuzaJTbXdvpZu2YtMPXgSm8DoPCJvibgJtiWiUidg8GoTy/ETOJ8BIE/wTQCYwTPb8rTes9wAUidNx0iWd0VygmQTxiXqTAkgT68lAlAlKkGD4cHXzCfKBJykTWf6J8ajYEgwk4JUJ5QAtEygkCZBPEJAmTYI8mQTWCeMDUJERxpqYdn8eQEVF6w
20055 | B1-PI-I-5245 | Cu | 2 x 2.5 mm² | 100 | B1-TCS-1311-X21 | BOX TPC/OPS | B1 | 002 | 002 | B1-JBAY-1341-X01 | JB HPH FI | B1 |  | DSPW/SUPP.FI | -PI-I-5245 | Cu 2 x 2.5 | LOCAL Base Objects¦Cable¦A30¦Z21¦1502 |  |  |  | -X01 |  | -X21 |  | 2024-06-12 / Panek, P. |  | @@UU@@C@@AA7oAAoVSQpjGMY5znMY5jmOc6DnOhCUISg6UqSlSUoAk51JSpAFKSpIEpAhQAAUpSgAABAEqUpSgJABClIApKVAUhSkpQAAAKAoCkJUACFJQlKgAAAAAAAAAAAAAAAAAAAAAAAAAAAAAAAAAAAAUAAAAAAAFAAAAAAAAAAAAAAAAAAAAAAAAAAAAAAAAAAAAAAAAAAAAAAAAAAAAAAAAAAAAAAAABCs+fxdXOJx/X/QnACdIno6pu/0cX0cSweZ5IY+rzUcYfafd7Px/XD/foz5Dk9MrJt0//7Pv/CeK4nlGRBjRIB/4ANFl0ViGLSBZaLhw/pKkV5BOWP3nXz3pK8zKDelIlKCHkiUBESwyJsYkhaYOUArEgkVQTwSz+qZmIIwUJy3iiFvCx+V6cL0xLcd/eEmqo7kqUJ2F2ksx4UxFJXchNnny3YYvuJCFowZAMBShO5tFEY2smoBae3ei+BPb3gA2Aj/AbBNZCyYcQkSiIOiUh1/mJsTJCSEgT0yEm7Oa0CYTma9+Obb/YSUqSNWmrV68QmIVwDrA+OvgEsl36xm+ESD1XW4cmDnvd32CcPizxRccCE6GcSunHmAibwk/h2qDnnqEl48unRtYr948fgiqftCZhNRddn7FXX3eoS2Sas24hTuT7dlonDNg7OKWM4TTbRfBMq0RvTfB/PkEywJj1WiVW4cfcSzdsr7cO5ATQNWUDoPAJ3RNIJoEtEqE3j4tYnl9wm2J7RIE/wTfBMQJt2++07FnrACoTpxnSJZwCuQEuE+UTKpMCSBPpuoEoEqUgp9ve3NoT3wJOVCbD/RPdfMAkF4nBL4nlAC0TICQJcJ8wkCXYCPJcJsBPkA1iREcUBrYc3n4wRUXrA=
20056 | B1-PRP-13701-C4001 | 1- C5XFE-R /ST/ | 2 x 2 x 1.0 mm² | 30 | B1-TCS-1301B-XD53 | TCS I/O and marshaling cabinet | B1 | 004 | 004 | B1-PRP-13701-XC7 | BOX OF GEN.PROTECTIONS | B1 |  | DSPW/SUPP.FI | -C4001 | 1- C5XFE-R /ST/ 2 x 2 x 1.0 | LOCAL Base Objects¦Cable¦A30¦Z20¦0502 |  |  |  | -XC7 |  | -XD53 |  | 2024-07-21 / Panek, P. |  | @@UU@@C@@AA9IAApVUQpTGMdBzHOcxznMY50HQdB0oQpSEpSlSkqQpKUnQdSAAUBSVKUpSQAUoCgAUBQFKABIFIUpSUJUgClJSBSVKQBIEqApSlIUACVJQlKgAAAAAAAAAAAAAAAAAAAAAAAAAAAAAAAAAAAAUAAAAAAAFAAAAAAAAAAAAAAAAAAAAAAAAAAAAAAAAAAAAAAAAAAAAAAAAAAAAAAAAAAAAAAAABCxfJs6TnE+j7v5E5uEE84nT9/7Uebuf13j5zIsd9eU5KPrDk8PRnnf/P+/F4LTToli/D6u//8pcksUiUq7UGe3IB/4AOpZ40Is0gYcYtZVolUK8omWP1+ylY+2Qvka4PxlIlKDwEmmJxNYZRO6RPUJI8MDTICSu1BzAWCQJIpgoglDBBEmUQUdeJQtIvLz0BISDmgDUJAF69TE2lDOE8lmCtIQvHiQlonuVCSlVaYLilyob/kscBOkFtvX81F/gADYCP7hsE2ELJhyiRKIg1wko4vyE4htgJCQJ45CT6tgEhP0cGnd3BOtOrNEvXQ3N859eMTGK4F7QGo9oTDwzWXYEg47sVlfHnrwcPQJ28Wzs8c9sTDZlx4pGPVmEvaqjWZ+3f97aQqIqNVEEZaPLevdUS0Te29c9GDy7x1MFOijpEmhdMKN3d3tKGOwSWi6tT2LrqYLrcdN+sE64F08N/rfx3ROxAmXd4LRMV3FVh9kPNwYdyG2BKug2CR2cgmoEx26RMoncrE4Cri1iR8PpErE9AkCf4JvgloJfyerIYN+DnAC8Jj8/a+WZMSygVzXAlokhLlJgmSYJ80qRKRLykFVXofc1ZxPVAlBtCaz/RPTfrMAkF9pBKxJ/GAFQloJAmUTuiQJlrIPiyie2CfAIe/Ed6Qe6w5uT6QQRX1g
20057 | B1-PRP-13701-C4002 | 1- C5XFE-R /ST/ | 2 x 2 x 1.0 mm² | 30 | B1-TCS-1301B-XD53 | TCS I/O and marshaling cabinet | B1 | 003 | 003 | B1-PRP-13701-XC7 | BOX OF GEN.PROTECTIONS | B1 |  | DSPW/SUPP.FI | -C4002 | 1- C5XFE-R /ST/ 2 x 2 x 1.0 | LOCAL Base Objects¦Cable¦A30¦Z20¦0502 |  |  |  | -XC7 |  | -XD53 |  | 2024-07-21 / Panek, P. |  | @@UU@@C@@AA9IAApVUQhTGMdBzHOc5znMc50IQhCEKQpSUISlSlKQpKUIQdSAAUBCgKUpSQAUoCgAUBQAKUBSlIAlSkKUkClJSBKVKQoClJApSlIUACVJQlKgAAAAAAAAAAAAAAAAAAAAAAAAAAAAAAAAAAAAUAAAAAAAFAAAAAAAAAAAAAAAAAAAAAAAAAAAAAAAAAAAAAAAAAAAAAAAAAAAAAAAAAAAAAAAABCxfDq6zpE+XvfyJ3+EE8onX9nkq/bi/runyGVY+leg56vnDn+7q00v+L+/B9txtbE4vvu+r//o+vnrySVTh0INK5Af+AD08nhQjJtgYcotpZszYK9Al0fnz1rHekXxtsH4TJMwQ1RMdBDCzNM8lN0TaoNcgSga0HfAxiQJJXBVBMMEESE1dmJhaxejpqCRIO/AG4JF69JXMtaGkJWmXHgtSEKzwITsU2bBJmy4zlThzIb3jxuApYC3a1/RVf7AAagR/cNQmohZYcwkTEQccJMcn4icg3QEiQJ4ZEpv4wJE/JwbW3sicFLNET6iGzvHTx5BMgrgXtgbh64mHhos9oSDlz4sdvLptwcPUJ3MWr2OWmuJhx5smKTJuaBO37mT9Mt+a795CojUbjOtXXviZhN2vjph07ZtW1Z6usSiGWgXV7Gvt7KGTGJr61WvophU3tGiyCs39Gay3CCcAGmmK3f/jmE7MCZ8wmC7j9XBZ2n9Y7GDahzQJe6jkEj1vIJugmW7aEuE4rROAs5OMSPe84lonmEgT/BN4EuBL+X0ZTBvQdIAXhMnl4vioUEx1CujOCXCSJnUoCZaAnxzWJWJeUgss8z3NzSJ6IEqNYTUf6J579pgEgvtYJaJT4AAsEuBIEzCcwkCZrSD38wnsgnuiHNEd32g9th08/zAgivpAA==
20058 | B1-PRP-13701-C4010 | 1- C5XFE-R /ST/ | 2 x 2 x 1.0 mm² | 30 | B1-TCS-1301C-XD55 | TPS I/O and marshaling cabinet | B1 | 001 | 001 | B1-PRP-13701-XS1 | BOX OF GEN.PROTECTIONS | B1 |  | DSPW/SUPP.FI | -C4010 | 1- C5XFE-R /ST/ 2 x 2 x 1.0 | LOCAL Base Objects¦Cable¦A30¦Z20¦0502 |  |  |  | -XS1 |  | -XD55 |  | 2024-07-21 / Panek, P. |  | @@UU@@C@@AA9IAApWUQpTGMc5zHOYyDnMc6EIQhB0nAlCUpQlCVIUlKVIOdKkgUACVJUpKlAApSgAUACgJABSgIUlSlJQhSkpSpSlIQpIFKApSlIUACVJQlKgAAAAAAAAAAAAAAAAAAAAAAAAAAAAAAAAAAAAUAAAAAAAFAAAAAAAAAAAAAAAAAAAAAAAAAAAAAAAAAAAAAAAAAAAAAAAAAAAAAAAAAAAAAAAABCs8GroOYT5vF/InJ7QJ6BOj6/2o/X2/6+E+UxrH0L9pyUeEOLj59eeD8f78v2XG3sys5Iwf/4fp4qaZFEuPKgz2ZAP/ABot/BCLdwCywWsq2pVCvjEyRy8VKx4pAH5NcHklIlKCGiJQERK6RPOJxz8YwwwVTAkBfg+4C0SBJFMFEEvNJkQRNSVO/EoWCoXj5pqSEg++AOoJF69TE2lDYCeTHhrSELxoQltT26hJSqzGUodu5Dp2NetE6gW6/g16MHUADUCP7hqE1ELJhyCRKIg4YSUafIJpHLASEgTzSEn1rQJCfm4dvlE68qSOluoU7XT5tNolorUvbAznAJZ2ZrLfEg7t1ltfLmrw9rnExdzsdju0bAmK3Jpska2YTbq09LW8/DZFeBDCR2zQ8M/PVVvCZRN3LfnboM+CeijoEmhjmGem7Y0biErbBN6jYy96xTrZpU5jRr3VV4gTEBLFf7+/s/x3xPZgSnLFwmK73KMXAG7XtQ2QGGBq5zuCRwbwm4Ca2TaEyCcNYnVKtWkSPf9QlYnpEgT/BNAJcCYMfrxmHRB+gAXhNb0dr45kxLaBXNlBLhJCZVJgmOYJ8kqRKRLykFVXpezn1xPXAlBfE0n+ierBWYRIMDSCViT8AAVCXAkCZBO8JAmSsg+DIJvAnvCHuxHxahM31fOCCK+wA==
20059 | B1-PRP-13701-C4011 | 1- C5XFE-R /ST/ | 2 x 2 x 1.0 mm² | 30 | B1-TCS-1301C-XD55 | TPS I/O and marshaling cabinet | B1 | 001 | 001 | B1-PRP-13701-XS1 | BOX OF GEN.PROTECTIONS | B1 |  | DSPW/SUPP.FI | -C4011 | 1- C5XFE-R /ST/ 2 x 2 x 1.0 | LOCAL Base Objects¦Cable¦A30¦Z20¦0502 |  |  |  | -XS1 |  | -XD55 |  | 2024-07-21 / Panek, P. |  | @@UU@@C@@AA9IAApZSQpTGMc5zGOcyDmOdB0oQg6FHQhB0qUhKEgShIEIQdKlAApSVKApKlAUoCgAUBQFKABQEoAlSlJQhSkqSpSlIQAAFJApSlIUACVJQlKgAAAAAAAAAAAAAAAAAAAAAAAAAAAAAAAAAAAAUAAAAAAAFAAAAAAAAAAAAAAAAAAAAAAAAAAAAAAAAAAAAAAAAAAAAAAAAAAAAAAAAAAAAAAAABCxeHV1nSJ8/j/kTn7oJ6BOv7PPR+3F/XxHzGNY+tfuOej6g5ebqzTwfn/f4/bkNrYli5/p8X/y8U5YpEpc2VBnsSAf+ADRb+SEW5wMOsLWVbMqhXyCXR0ctKx45C/o1weWUiUoIaIlAREskie2JzTDyRAEVTAkBfg+8C0SBJFMFEEr3mmzIIoGVXbiULeF5umhGQkH4QBpEi+t+/VFDUh2Qndjv1pCF40IS2Z9zPeEnOd7MZilz5UN61sJUguW6/g2KcHaADUCP7hqE1ELJhuEiURBxwko5PKJyDlgJCQJ5pCT9q0CQn6tmfoE7cqSNGlCna3unVaJaK1LxAbZ3RMXemsuASDfyYtOtZ0ZrMPe6hMXfr4Pco7ImG27DBbwa4m1721o1+H3dXHhrE4i0reOiqqnfE1xNPfvzz7puYJ7tHWJNDDMKMG3n3vYQlRhE2d3NlwqezllRlMu5dVYCWAW2X9/N/HgE4IEyXCWXdqzTwO5Xsw4oCimQ1S6jUJHc84mcEtu2RMYnHYJpKtXIJHweoSsT0iQJ/gmgEyAmDH68ZZog6QAvCa3o4fkmTEtoFdfKCZBJCZVJgmOYJ8sqRKRLykFVXpeHbzCeuBKC+Jxn+ierBWWCQYGkErEn4QAqEyAkCXCeASBLqyD4bhOEE98Q9uI+OQamHX5foBBFewA
20060 | B1-PRP-13701-C4012 | 1- C5XFE-R /ST/ | 2 x 2 x 1.0 mm² | 30 | B1-TCS-1301C-XD55 | TPS I/O and marshaling cabinet | B1 | 001 | 001 | B1-PRP-13701-XS1 | BOX OF GEN.PROTECTIONS | B1 |  | DSPW/SUPP.FI | -C4012 | 1- C5XFE-R /ST/ 2 x 2 x 1.0 | LOCAL Base Objects¦Cable¦A30¦Z20¦0502 |  |  |  | -XS1 |  | -XD55 |  | 2024-07-21 / Panek, P. |  | @@UU@@C@@AA9IAApbSQpTGMc5zmMcyTnMc6EIOhCEnShSAJQpCUKShCkIOdSkgApClAUpSgKAoCgAUBQAJABSgIAlSlJQhSkqSpSlIQAAFJApSlIUACVJQlKgAAAAAAAAAAAAAAAAAAAAAAAAAAAAAAAAAAAAUAAAAAAAFAAAAAAAAAAAAAAAAAAAAAAAAAAAAAAAAAAAAAAAAAAAAAAAAAAAAAAAAAAAAAAAABCxfHq7DqE+jx/yJ0eAE9AnZ9nno/bj/r5D5zGsfUv3HRR4g5ufr1p4Pz/v8ftuNnYli6Lpf/4vr5qbZFEufMgzpkA/8AGi38kIt2gLLRcJVnlUK+QTJHTzUrHjwzF/Rrg8spEpQQ0xKAiJXSJ7YnPNPIhFUwJAX4PvA7YkCSKYKIJeaTIgiYSp34lC1C8/VQjISD8LJAbokX7+AvSobyF7YCpacmOdaQhfvRoQnlnRs3hIvZjMVBs15UNy1sJVAuW/g16L+6AGoEf3DUJqIWTDkEiURByQko0+UTSN0BISBPNISfetAkJ+rXs9InsypI0bqFOfb6tNolorUvtgbZ7QmLhmsu+JB4bsVuHpzYa+LrEs9zi7/ho1xLLclkFuUTOeDg08GPPx4cCFZHEaHjnmqq3hMwm5bfni0G3gnoo7BJoY5hRs59G0hLFYJvUa12ixTdyypynvZslWGwEsA7s8WDe1/45RN+BMtwll3sV92/sQ1wG4EDTh6zSJG/5xNoEtx5xMYnHWJulWnkEj4PUJhE9IkCf4J3AS4EwY/XjK+5B1ABeE7fo4flmTEtoFc2UEuEkJlUmCY5gnzSpEpEvKQVVel4dvWE9cCUF8TkP9E9WDCViQYGkEwiT+IAKhLgSBMgnKJAmTCQfDkE7wJ74h7sRy8AamHW5vpBBFe0A=
20061 | B1-PRP-13701-C4013 | 1- C5XFE-R /ST/ | 2 x 2 x 1.0 mm² | 30 | B1-TCS-1301B-XD43 | TCS I/O and marshaling cabinet | B1 | 007 | 007 | B1-PRP-13701-XS1 | BOX OF GEN.PROTECTIONS | B1 |  | DSPW/SUPP.FI | -C4013 | 1- C5XFE-R /ST/ 2 x 2 x 1.0 | LOCAL Base Objects¦Cable¦A30¦Z20¦0502 |  |  |  | -XS1 |  | -XD43 |  | 2024-06-12 / Harasta, T. |  | @@UU@@C@@AA9IAApaSQpTHMZJzGOc5znOY50JOg50IOBKlJSlKlKQBJ0pQc6EgApQFKABKQKApSgAUACgAQBQFAOpQEoSpIFJSpSVKQpSlJApSlIUACVJQlKgAAAAAAAAAAAAAAAAAAAAAAAAAAAAAAAAAAAAUAAAAAAAFAAAAAAAAAAAAAAAAAAAAAAAAAAAAAAAAAAAAAAAAAAAAAAAAAAAAAAAAAAAAAAAABCv+DZ0nOJ8/1/yJ9vECekTp+z0Uft3f68J8xiWPpXxbt1zlDdzZuidf4f35fFaaM8r/j5eX/4+rdRgkUSstQZ55AP/ABqw+ZCMOkC/iFrKc8qRXmEyR+W64sWyF87XB90pEpQQ0RKAiJZJE9AnjmnMhFMwJAdWDyAYBIEkXIKIJYJMiCJuOJ09qJQtQvNz0DISEPIQBpEiqq5E24BvBdKMmOdaQhUQvmQi/PPSJbVlMpSFdzIhq888DeKKhCiBLbte9RX7QAbQR/cNom0hZMNokSiIOOElGzyibBtgJCQJ98hJ9jABIT8WVmjTvidmdWWJddDPwHP3sImEVsXuAae2Je4prLtiQd+2/gr5N6uzi6BNd/Zd786swlFN/FgvSMGi0TXxS97gso18NdSFhHe4WVFHtiZRNVndnn4DPdnmo6RJoYphRv5+DQhfvCStx1qdfHjuQfBp05cdV4E7IF/NGCzf/j3xO1AluQSy3jr/TVd60OGA9wP1kNXQbRI930CcIJhyb4mMTjrE7BTt2CR8XrErE9QkCf4JqBMgJdxezEWaoPzACoTD6dfyTJiYKBXLaCZBJCWqTBMUwT5ZXBLglSkFNPqdenMJ7IEoOqJsP9E9d2ssEgutwErEn4QApEyAkCYxPhEgTHWQeDGJ3ATkEOSI+NNrDl3fQCCK9QA=
20062 | B1-PRP-13701-C4014 | 1- C5XFE-R /ST/ | 2 x 2 x 1.0 mm² | 30 | B1-TCS-1301B-XD43 | TCS I/O and marshaling cabinet | B1 | 007 | 007 | B1-PRP-13701-XS1 | BOX OF GEN.PROTECTIONS | B1 |  | DSPW/SUPP.FI | -C4014 | 1- C5XFE-R /ST/ 2 x 2 x 1.0 | LOCAL Base Objects¦Cable¦A30¦Z20¦0502 |  |  |  | -XS1 |  | -XD43 |  | 2024-06-12 / Harasta, T. |  | @@UU@@C@@AA9IAApYSQpTHMc5zHMY5znOY50KOk50IQlKgJShSUgQhCEoSdCEgApQFKABSVAUpSgAUACgAUlQFAOpIEoSpIFJSpSVKQpSlJApSlIUACVJQlKgAAAAAAAAAAAAAAAAAAAAAAAAAAAAAAAAAAAAUAAAAAAAFAAAAAAAAAAAAAAAAAAAAAAAAAAAAAAAAAAAAAAAAAAAAAAAAAAAAAAAAAAAAAAAABCs+HX0nOJ8/2fyJ9u+CekTp8Poo/buf13z5jGsfUvi2bLn0hs5s/ROr8P78vitNOiVnj8Gb//B9ey5ikUSrzIM70gH/gA3cXmQjFqAsxi1FOiVIrzCZY/LZcWPDIXztUH3SkSlBDREoCIllkT1CeOaaCIWmYEwL0HkAwiQJIuQUQShggiQSo3olC3BebnoCQkOSAPIQBqEi9e2rsqGkDaCeXJZWkIXSDzIRVOWiFpEpzFpSGVDd89djWUUguW9fz0VbXtgByAj+4cgnIQsmHMJEoiDuwko1+UTWNsBISBPvkJPsYgJCfi4q9OrSJ2Z3c92U+uhPq7Zz8eMTGK1rwgbe8JZvzWXuCQd7NZhq5dqrBv9AnFZrv96d3OJRTZjw1yMOq0Tt6uDgv1bnDwV1IWEce6yoo7ImcTrW4p6Ns0X55KOkSaGOYUdW3b0oWViStyVKdfJkuQe9qtx04ATeArzRZV3dP8e6J2oEtyiV27mD9N2/7UOOA7QQNP69ByiR2/QJuAmLLpEyCa8AnYKeXkEj4PWJUJ6hIE/wTrAmUEv4/ZjMG7B+YAXRMXp4vkmTEw0Cua0EyiSEtUmCY5gnyyuCXBLqkFNPqeLVnE9kCUF4TWf6J679RgEgvtwEqEn8QAUiZQSBMgnviQJkqIO/kE4QTlEOOI+PuByMOfZ9AIIr1A=
20063 | B1-PRP-13701-C4024 | 1- C5XFE-R /ST/ | 10 x 2 x 1.0 mm² | 30 | B1-TCS-1301B-XD43 | TCS I/O and marshaling cabinet | B1 | 003 | 003 | B1-PRP-13701-XS4 | BOX OF GEN.PROTECTIONS | B1 |  | DSPW/SUPP.FI | -C4024 | 1- C5XFE-R /ST/ 10 x 2 x 1.0 | LOCAL Base Objects¦Cable¦A30¦Z20¦0510 |  |  |  | -XS4 |  | -XD43 |  | 2024-07-21 / Panek, P. |  | @@UU@@C@@AA9KAApaSQpTGMc5zHOc5zmMc5zpOdB0JQpKUqShQFJUhKEHQdSVAUkAFAUpSQKUACgAUoAAKSpSlIUpSkJUgClJSBSVJQBQFJApSlIUACVJQlKgAAAAAAAAAAAAAAAAAAAAAAAAAAAAAAAAAAAAUAAAAAAAFAAAAAAAAAAAAAAAAAAAAAAAAAAAAAAAAAAAAAAAAAAAAAAAAAAAAAAAAAAAAAAAABCw/Dt6TnE+X7f5E5vaBPOJ0/d5qP24v67+P5CFj6V5Tko+cOTw9Ged78/78X32mrqyw/h4PB//0fVyU45FEsGZBnpkA/8AG9k8aEZNYGGwWsq1SqFeUTLHl+ykCM8hfI1wfjKRKUENESgIiVsiesTwzGmQEtKELdg5gMQkCSKoKIJbvZmzIIoCVXaiUAXBeXnoCQkHNAHWEi5RcmDSh1Q00ZbcF9IQumU8SE7tG4UrcEuSMpSFiHX8mFrJ0iGGBLbt7RRX64AbQR/cNom0lJYIbRIlEQbISUcf5CcY5YCQkCeOQk+1iAkJ+jf1bmoTfnVmiXrIadRz8eMTGK314gNZ2xMHc7dCz9gSD2c2KrHf7ui/g4LnQJxYuGjuz0CYMVmPDIx68wlsT3cF/T3L1xCsjYe7UzvVVdgSwTdz8U9FhqvTzUdIk0LJhRbo3NKGHAJnnZWpvWWVQaLcdNYJmAv5YwXuv/HeE7MCe3bYJgt2X4/XrV6IckBvhA3Og4xI3/MJrBMVuoTIJxVidgq49gke96RKxPQJAn+CbwJaCXsnqyF/eg8oAXBMfn4PimTExUCubKCWiSEyqTBMkwT45UiUiXFIKqvQ8GvOJ6oEoLomw/0T03qy+JBeaQSsSfwABUJaCQJYJ7gkCWVkHv2CcAJ3hDhiO/whtYc/1/MiCK9Q
20064 | B1-PRP-13701-C4025 | 1- C5XFE-R /ST/ | 2 x 2 x 1.0 mm² | 30 | B1-TCS-1301B-XD53 | TCS I/O and marshaling cabinet | B1 | 004 | 004 | B1-PRP-13701-XC7 | BOX OF GEN.PROTECTIONS | B1 |  | DSPW/SUPP.FI | -C4025 | 1- C5XFE-R /ST/ 2 x 2 x 1.0 | LOCAL Base Objects¦Cable¦A30¦Z20¦0502 |  |  |  | -XC7 |  | -XD53 |  | 2024-07-21 / Panek, P. |  | @@UU@@C@@AA9IAApXSQpTGMdBzHOdBzmOc5zoSc6EIQdKkJSgCUqUdKEpOdBwAAoAEKABKQKUoCgAUBQAKAhSgIUpKkoUkClJSBSVKQpQFKApSlIUACVJQlKgAAAAAAAAAAAAAAAAAAAAAAAAAAAAAAAAAAAAUAAAAAAAFAAAAAAAAAAAAAAAAAAAAAAAAAAAAAAAAAAAAAAAAAAAAAAAAAAAAAAAAAAAAAAAABCveLX1nSJ8v1/yJ5veBPUJ1+T9qP18H9eM+QwLH0L5Tno+cOfo6sk7f4f35/swmbcle+3m5v/5vp56b8iiV3Ggz7MgH/gA4MHoQjBugXrBayrNKoV8omKPy+qlY8khfS1wfdKRKUENESgIiWGRPeE6JjTICWcghYTag8wG2JAkiqCiCUMEESCVHFEoWkXo6aAkJBv9qQG8JG1tVRMGpDKE7MF24kIWjc86E5TzYy0JK1NDCUhhQ0em81k6QXDa2slFu/wgBrBH9w1iayFkw2CRKIg8MJKNX3iahxQEhIE9EhJ9u+BIT8W5mz5hO5OrJEtCGbKdPhviXxW4vGBuneEu6ZrLiEg2Yr23XsyV3NPUJ4L2nTx7KNwS9R+mDFOy/Mso38onTpyUfndy6rltC6RyHAyqpp4hMYmjNrnn3y3bnlo6xJoX5hRnzcG6heuiYp2Vqe5ZZVBy4b9NYJ3QLmKLtvi/jlE7sCWcPcwiXsWy7o4Lm5DZAd4IGrqNgke72xN4E28WcTAJqrE4Srk1iR8HsErE9YkCf4JoBMIJbwe3AXNEHSAFoS/6u/8UyYm3QK48QJhEkJiUmCYJgnxypEpEtKQVVet7+7kE9sCUG0JqP9E9lusuCQW2kErEn4wAqEwgkCWCcokCWVkHisE4wT3xDjiPhgORhx8/zAgivYA=
20065 | B1-PS-13102A-C4001 | Cu | 2 x 2 x 0,75 mm² | 20 | B1-JBAY-1341-X01 | JB HPH FI | B1 | 002 | 002 | B1-PS-13102A-B01 | PRESSURE CONTROL OIL - PUMP 1 |  |  | DSPW/SKID | -C4001 | Cu 2 x 2 x 0,75 | LOCAL Base Objects¦Cable¦A30¦Z20¦0522 |  |  | B1-PS-13102A-B01 | -B01 |  | -X01 |  | 2024-06-12 / Panek, P. |  | @@UU@@C@@ABA4AAsnUQpjGOYxzGQY5jmOc50oQg4EoQlSUIQhSVIAhSEHUhKAKSlAFAUlKQAABSlASBQEAUpSlKApSFIABKVJUpAEpUgAAKAoCkJUACFJQlKgAAAAAAAAAAAAAAAAAAAAAAAAAAAAAAAAAAAAUAAAAAAAFAAAAAAAAAAAAAAAAAAAAAAAAAAAAAAAAAAAAAAAAAAAAAAAAAAAAAAAAAAAAAAAABCt8fg5ez7o8v7icvl/oSnw8AJ1idkuHq8h875F+vzRkh+nnmo5QzeuPv/Oz9f7r1ch9XNK3HPsf/L7PtlbIiX5ZUGWrIB/4BLNHn9CGaMeMDFSLYTivMp0TL+GLUmF/bVAgwwXyQkSlBzEnmiaEJlhlE1UibGJJRqQhiHnAMUCQhIpgngkhDBBFdc7ZRKLKSULULUh8HpoCQkaAgDtiQBXVRBMDQO0GpdhRtEwYo86Fs+efclUJVlMhgDV59m9wkqADagEpswzW7wCaQR/gNInCQsmG4SCUHVKSRHD5hNI5ICQkCfpISbcuuAmE6HU7tAHRo4/UhNNVRLbQp3KbRLRWtNPCBxSE1OC1JViQbvpvxWX0ZLPkr0nrEwbe/ZgvrziW5L8oETS8M856runPlwVYZY+PBfZT3+T4ZY5unXn+Oq3bE1RMvFLQVTU7HYJk0EwaO3mQp4+0hbigTWzxugbJrU54w7O1tzoZ9cm7mbFjxgly0xu3/z8wmdDvSEur2NzIJbR4LS7FZyQ6IDeCHMBDr9R3xN8TtAmsJcJgE2zi0ieL2iaBPYJAn+Cd0ExAmvd7rj37ekBKROvGdYlukVyAl4nIJlUmBJAn0X0CUCUqQYPZv6M4nugScpE7x/ontwlYkFROCYRPGAlwmQEgS8TiEgS+sg8V4nACaQN4CBPiiPlkHAw5/x5QVAA94A=
20066 | B1-PS-13102B-C4001 | Cu | 2 x 2 x 0,75 mm² | 20 | B1-JBAY-1341-X01 | JB HPH FI | B1 | 002 | 002 | B1-PS-13102B-B01 | PRESSURE CONTROL OIL - PUMP 2 |  |  | DSPW/SKID | -C4001 | Cu 2 x 2 x 0,75 | LOCAL Base Objects¦Cable¦A30¦Z20¦0522 |  |  | B1-PS-13102B-B01 | -B01 |  | -X01 |  | 2024-06-12 / Panek, P. |  | @@UU@@C@@ABA4AAsmUQpjGMY5zHQYxjGOdBzqOlCEqUA6kIQkCkpAlKDnUlSkpSgCgKSpKQAABSlASACkASBSkgApSFIApKVKUpAEpSkAAKAoCkJUACFJQlKgAAAAAAAAAAAAAAAAAAAAAAAAAAAAAAAAAAAAUAAAAAAAFAAAAAAAAAAAAAAAAAAAAAAAAAAAAAAAAAAAAAAAAAAAAAAAAAAAAAAAAAAAAAAAABCs8He4+k+/xekTj8X9CVcXCCdAnTLXz+E+p8K+PyxhD9nLNRxht+uPJ+WT9v7r9/KX8krL/t8f/yl90rJESryoMskgH/gEr0+b9UMsXXAW1C5CcV/FTmmXyW7Uwv75wIMcH5yQkSlByEnkiaEJlhlE2KRNeJJRxIQxDygFsCQhIqgngkhDBBGOZmiMdBKFpFpQ63noCQkZe0EgNIkAX44pkTBRAEJvBZdWjaJSeZCybRPwVCVZijKUhhy/De0kqAQ3qsmOezsAJsBH+A2CayFkw3CQSg55SSI1+UTYOWAkJAn6SEm4LQJCczk1c25m+b0ITz4qJQBvIVb9VglgrWmzWB1+3MJZw2JLIJBT58LcndozZJsc+w9Ykuzjo4L69sTawvygRNxTzHou7PpzU476cPVVPXT89sUfBtU5NQm2JZslaSp6nSJu6CYM/c3MyGL5c6FlsCbmLd0RvgT6cUs9U1dur4p0M+kmq6u3dhgCXrijfy/z3xNCHWkJfX1aNWYSynu2XW7XFDuwHxhDtgQ7nOfIJ2BNAJpEuEpE3zZwifT7RN0T2CQJ/gm8CWgnUu91xqs9QCVCdF50CWaxXKCYCd4TMpMCSBPrwoEoEqUgp9na3M4nugScqE65/ontxlYkGInBMYnfAS4TKCQJgJ2xIEwrIPowE1gmwDuAQJwxHgkGthz/hxgqAB7w
20067 | B1-PS-13103A-C4001 | Cu | 2 x 2 x 0,75 mm² | 20 | B1-JBAY-1341-X01 | JB HPH FI | B1 | 001 | 001 | B1-PS-13103A-B01 | DPRESS.CONTROL OIL FILTER - PUMP 1 |  |  | DSPW/SKID | -C4001 | Cu 2 x 2 x 0,75 | LOCAL Base Objects¦Cable¦A30¦Z20¦0522 |  |  | B1-PS-13103A-B01 | -B01 |  | -X01 |  | 2024-06-12 / Panek, P. |  | @@UU@@C@@ABBCAAsrUQpTmOY5znOYxjmMc50oQlCEJQBKEIUlKUIUBCDoUlCQKUgCgKApCAAABSlAUBSkgUpAEKApSFJABKUqUpAEpSoCgKAoCkJUACFJQlKgAAAAAAAAAAAAAAAAAAAAAAAAAAAAAAAAAAAAUAAAAAAAFAAAAAAAAAAAAAAAAAAAAAAAAAAAAAAAAAAAAAAAAAAAAAAAAAAAAAAAAAAAAAAAABCq5Pj5+znj1CePm+r+hJcfACdYnZLT1cp87yr9vli2H6c06PsDm9fPL8sf6f3i1Lj6+iVWW9l/+X3c0qpH4ynmQY7UgH/gEx9vzfmhnjLlArpFx0RQK9CnTNfvryTF/XUAgxQXSQkSlB0EnoicITWGUTwSJ5RJAuBCCIfIAVwJCEimC9BJCGCCMM3HelGK+ShaRaUO96KAkJG+EAdwSAMWCiCbQO4GSvCjUJfU8yGSfavbNIlNxaUBq0+TZysyVAhtwIU48M6t4BOEEf4DhE0kLJhsEgkQdUpDp8onCN0BISBPPISfv1VgTE6XJ3aAOnW8XpQnPBoltob2HdwWCWCuNOHSBxSEq4K0kbwkHozV4t3b4NTJ8WMznrEv7+Oi3DoEquvVW5gIo478z02b+nNfw5+LRxZc9VOHjoj1Xtripq74mqJdbLWJX9jsE2dgmHb7liE9XQhkqgTYzkd8Ci6Kdk1drboQz5NGoUU2V0WAla0x3djvXfz8omhDwSEv3ZP3nnEronVZVi3YdmA494JOgCHX1eo8QngE1ATWEtEpE3Di+ET5vaJriewSBP8E3ASsE17PdYbVX7AJSJ15TrEq0itwJaJ8gmZSYJIE+i2gSgSlSC/7ODW0Ce6BLxSJvH+ie3CYhIMBeBMInKAlglwJAlonhEgS3EQclom2CeED4AIE3YjkkHAw6Pw8aAIAe8A=
20068 | B1-PS-13103B-C4001 | Cu | 2 x 2 x 0,75 mm² | 20 | B1-JBAY-1341-X01 | JB HPH FI | B1 | 001 | 001 | B1-PS-13103B-B01 | DPRESS.CONTROL OIL FILTER - PUMP 2 |  |  | DSPW/SKID | -C4001 | Cu 2 x 2 x 0,75 | LOCAL Base Objects¦Cable¦A30¦Z20¦0522 |  |  | B1-PS-13103B-B01 | -B01 |  | -X01 |  | 2024-06-12 / Panek, P. |  | @@UU@@C@@ABBCAAsvUQpjGMc5zHOYxznMc5zoShCEKSo6UIQhCjoApSEIQpCFKSlSgAUpCAAABSlAUACUgUpAEAApSFJApKVKUpAEpUgAAKAoCkJUACFJQlKgAAAAAAAAAAAAAAAAAAAAAAAAAAAAAAAAAAAAUAAAAAAAFAAAAAAAAAAAAAAAAAAAAAAAAAAAAAAAAAAAAAAAAAAAAAAAAAAAAAAAAAAAAAAAABCr5fD0dx0fuJ5Of7P6El4t8E7RO6XB2cx9LzL9vmjFD9eSajxhz+rol+N/9f7q1LTF0yrxeOr/5fdzynkVSmtQYvyAf+ASrvef9ELYw4QLLgt+iKBX8FOqZeizBML+2YCCqD8pISJSg6ST0xNCEywyiaLsTYhJAt1CCIfKAWQJCEi5BPBL0QBJggiqdmiKqSULcFpQ3btASEj4QgDVEgDDdiiRM0DshgsvI1iUqedDBNnnz1bd4Sa9kLS4He8vfxuBlQCGzcwXp8O8AnCCP8BwicBCyYcIkEiDslIeDzCcI2wEhIE/OQk25YBITqb/g6te3k9KE893NKkDaQu6btglgrfTh4AOOQle/YkjeEg9FtlW9ub+fB8l80nqEp37+7TbVnEsyT25QIn8Wmmc9OLBTbTe69GY48mCm78uOOva47le6JqCW8ktYlT3+4TRsEwanu5EJtGZDBXAmxlI1QKLYuZdnanQyX9BqFGthswgli0xo9/H/PziZUNMhMexs5RK5/BXhrq0w+9AU6Qk5QIdfFR4ew5BPgEzgmqJjEvCbZx8Qn0ewTXE9YkCf4JtglgJr4fbhNFfWAlwTtxHaJXwitoJjE+YTIpMCSBPqx0CUCXFIKfXwa2YT2wJOXBN4/0T2XioSC6Tgl4TmATCJaCQJjE4hIEx1EHLjE4wT4gPjAgTciOWQcTDm+/yIAgB7gA=
20069 | B1-PS-13105A-C4001 | Cu | 2 x 2 x 0,75 mm² | 20 | B1-JBAY-1341-X01 | JB HPH FI | B1 | 002 | 002 | B1-PS-13105A-B01 | DPRESS. CONTROL OIL FILTER 1 |  |  | DSPW/SKID | -C4001 | Cu 2 x 2 x 0,75 | LOCAL Base Objects¦Cable¦A30¦Z20¦0522 |  |  | B1-PS-13105A-B01 | -B01 |  | -X01 |  | 2024-06-12 / Panek, P. |  | @@UU@@C@@ABA2AAsqUQpTGOY5zHMZBzHMdCEKQhAEoQlKEJOpKkgSlJ1HQhCEgUlSUqApClAAoClKABSVKAlIFKApSEJABSUgSBAEKSoCgKAoCkJUACFJQlKgAAAAAAAAAAAAAAAAAAAAAAAAAAAAAAAAAAAAUAAAAAAAFAAAAAAAAAAAAAAAAAAAAAAAAAAAAAAAAAAAAAAAAAAAAAAAAAAAAAAAAAAAAAAAABCt4/j6vxjh9Qnj8n2f0JLvAnSJ1S0dHGfS8a/fyxyw/XmnT4w8vr/CXLj9P916959vJK26jyf/LyzlZI/OU70GNeQD/wCV+f0IXxqagFuAWispFeRTmmue3cmL6dcCCuC+SEiUoOQk8kThCawyicGGdwkxXCJD5gDUgSEJFUFEEroAkwQRXQ2USjHUShcItSHJz0hISJd4JAdYSAK8OCCbSODeCzJNG0TBKPOhZRkopz1CTQ7uYvMFAbPm6+VxkqVHrQhPDZXRqdnuAJpBH+A0iaSFkw3CQSIOiUh0/oJvjmgJCQJ6JCT7W5cBMTmbN6kDm2+/zoTnhjOhV8GC0S0VxJv6QOKQmPsbYyKxIOfLbX2/10a1k6zfPWJGDRKi7DqiY/VfTlzARTRIpxbOQpq0dv4dvYy2VYvAeGunHuiaomTa35++Sqo6hNgkHBt3IT270LLBODRVmJa4FV8Yt3emhfZrG4U7F1twJatUbme7+flEzIdqQnD++qJZq9e3JbX4IdyE3SDVAhkbXydB3xO6JrgmyJcJUJ2Ti4BPm9om0J7BIE/wTOCagJtZPdkOxb+wCVCdNx0iW6RW8EyieITMpMEkCfVlpEpEqUgwezRtawnugSgqE4j/RPbiKxIMJQCYhPoATIJeCQJlE4BIEy1kHz5ROIE4QO4BAniiPDIPiYdb8vuUUAD3gA==
20070 | B1-PS-13105B-C4001 | Cu | 2 x 2 x 0,75 mm² | 20 | B1-JBAY-1341-X01 | JB HPH FI | B1 | 002 | 002 | B1-PS-13105B-B01 | DPRESS.CONTROL OIL FILTER 2 |  |  | DSPW/SKID | -C4001 | Cu 2 x 2 x 0,75 | LOCAL Base Objects¦Cable¦A30¦Z20¦0522 |  |  | B1-PS-13105B-B01 | -B01 |  | -X01 |  | 2024-06-12 / Panek, P. |  | @@UU@@C@@ABA0AAspSQpTGOY5zHOY5zmOZJ0JSk6UnQkCkIUpKUnAhCUIOpCUgSBSVKApCgKAoClKAACFKAlIEqApSEJApSUgSBAEKSoCgKAoCkJUACFJQlKgAAAAAAAAAAAAAAAAAAAAAAAAAAAAAAAAAAAAUAAAAAAAFAAAAAAAAAAAAAAAAAAAAAAAAAAAAAAAAAAAAAAAAAAAAAAAAAAAAAAAAAAAAAAAABCs4fF0n4esTi8n2/0JLcBOgTplu8/CfU8K/fyRyQ/ZbOniDy+zzS5MPq/uvYzGXjlZl4pf/LyeWVkiuU8yDGGQD/wCYPR6ULYx4wLLwtdMUiv5Kcs181mjTQL6tgCDDB+ckJEpQcZJ44nCE1hlE4ME7RJit8SHzgGSBIQkVQUQSQhggjBNnEYKSULeFvIcfNSEhIu3QkBoEgDLgi9Im0jthZkrRxiXj0IWTsouqEkhVmLSU2uV3Xo8+zTa4idKBRAnZhCuzFPJtagE3wR/gN8TeIWTDaJBIg55SHe/QTfHqwEhIE9MhJ/FkAkJyuHa5dPweDmQoovxSB8KFXeqsEsFa0394DgkJi7ekZGoSDmzY6+7t93YxfrhN89gl7v0W384mLNRbcBFGGmZ657nay3r/ZjV36suGm/4j5Kqa9sS4THo1z2CVVHSJ1iQfLpyoT05kMWITTvXEdwDBVmjBtbc0M2LORR1slmyZQTGt+L+z3Lf5+YS5DvSE/e4TFdiyYb+qHtQtwEOrrw+Ha5zwCbgmcE0CZRMAm0cGsT5/cJ2BPaJAn+CbYJjBNGT35Dt2fsAlQnRlOgSzeFcwJaJ4xLlJgkgT67aRKRKlIL3t3dGcT3wJQVCcB/onuwFYkF8oBMAn0AJkEzAkCWiaxIEtrIOG0TWCfGB4QIE8cR9Mg1sOf8fuEUADqA=
20071 | B1-PS-13106-C4001 | Cu | 2 x 2 x 0,75 mm² | 20 | B1-JBAY-1341-X01 | JB HPH FI | B1 | 002 | 002 | B1-PS-13106-B01 | PRESSURE CONTROL OIL IN FILRATION CIRCUIT |  |  | DSPW/SKID | -C4001 | Cu 2 x 2 x 0,75 | LOCAL Base Objects¦Cable¦A30¦Z20¦0522 |  |  | B1-PS-13106-B01 | -B01 |  | -X01 |  | 2024-06-12 / Panek, P. |  | @@UU@@C@@ABA+AAstUQpTnOYxjHQYxzHMc6DpUg6UJQpCkIUhQEoSBCEHApKQASpIFKAlKQKSBSgIAACkqUlSgJAoB0pApSUqUBAEKSoCgKAoCkJUACFJQlKgAAAAAAAAAAAAAAAAAAAAAAAAAAAAAAAAAAAAUAAAAAAAFAAAAAAAAAAAAAAAAAAAAAAAAAAAAAAAAAAAAAAAAAAAAAAAAAAAAAAAAAAAAAAAABCs8Hd6jycvqE+ufL5P6EjiBOkTqlx9HhPpfCv2641w8vmnh+wM/r8ss+P9P7r0Xno80rLvGf/H3ffKyREp3oMtEgH/gEq9P5oXxZYBXiFrMArrU5pr5bNyYubZAgqg/GSEiUoNZJ1xOEJrDKJwUzuEmK0kEAR5wC2BIQkUQYIJIQwQRVNnuylXiJQtAtGuAOfCExI4ggDsCQBdThgm4Rz74W3Vo2iUHoQsnTgoupEleZcMVyU60efcyaMrYYMSj14Qrt2J3Wb3CAmoEf4DUJyELJhzCQSg6JSSI5PyE1DngJCQJ6ZCT4LgJCczd79m9zbnc50Jzqpl8SHBOmVFdolorjTVyAduQlm7uDLGJBXz3248Bmr/Wo1HrExcWDJTmEruwYe1xZaMwEqaZHqt7PZsvoq4djP1tvNbRV3a5S72rFh3xNAl/XyT2jHOnD1CZiQfNmuQxab0LLBPh488cAFW3l7GnHoize35oaNonVs5L7wTBctEbptmb+fnE2UPjkJk2P3vEtvsusr+WHTC3gQ6N4N/oO2JwiaATaEyCUib58moTv+0TSJ7BIE/wTbBLQTaye7IfBZ+wCUCdNx0iWahW8Eyid4TMpMEkCfVlwiYRKFIMXs7WnZE90CYCgTuH+ie2orEgpMAJUJ4AEyCXgkCZROMSBMtZB38onGCagPoAgTxRHikGph2fw8aqgAe8A==
20072 | B1-PS-13108A-C4001 | Cu | 2 x 2 x 0,75 mm² | 20 | B1-JBAY-1341-X01 | JB HPH FI | B1 | 002 | 002 | B1-PS-13108A-B01 | PRESSURE 1 TRIPPING OIL |  |  | DSPW/SKID | -C4001 | Cu 2 x 2 x 0,75 | LOCAL Base Objects¦Cable¦A30¦Z20¦0522 |  |  | B1-PS-13108A-B01 | -B01 |  | -X01 |  | 2024-06-12 / Panek, P. |  | @@UU@@C@@ABAsAAsfUQpjHMYxjHQYxzmOdB1HQhCEoQpCVJQhSQIUhB0IOoCgASlSQIUpKgAAkCkAABSkqABSlAUoCDqSACUpSBAEKUoCgKAoCkJUACFJQlKgAAAAAAAAAAAAAAAAAAAAAAAAAAAAAAAAAAAAUAAAAAAAFAAAAAAAAAAAAAAAAAAAAAAAAAAAAAAAAAAAAAAAAAAAAAAAAAAAAAAAAAAAAAAAABCt8fg7eeP1E+vn/oT7OIE7BObtm0dfjPI/Sv29EdEPPqmweUM3r/CWrD6v7sz5D8+iVuP38v/y+775XSIl0a6DKmQD/wCWef0IZYuuAtoFsJxXUp0zL+NvwTC+rOBBXBfJCRKUGok6omhCZYZRNBVNjEmFaoYQ8wBdAkITFME8EkIYIIrmcM8osoJQtIuqpDqwBMJGgIA3BIAsq36JE7QO+FuKxG4SjNHoQunnn1qRMheV4HPHm3cbYSnQdEKdyENiy3WnxcQCaQR/gNImkhZMN4kEoOuUkiNPnE+QdeAkJAnpkJNwcOICYTpeW3foA6d3l6kJpq4+JCnBaJaK1JpsA+WQlm73u4M3CJBvdWSjFrZKNfW/TDVpPWJnqn4uOKcuHOJdr015cwEYNmiY8WOijJLNgt4PDbZTROeKvko7omUS63lmyUT9omYkGjHuW3oVbGBC3WE2drLHeAr26tqyXd+GSGbOTY8tuPGCXLTG2bk/88wmRDgkJX+94lN+G3DX4YdiFvAhzd8MXWaRO+JtgmcTEJUJvHLoE+j2ibInsEgT/BN4EuBNnF7sRu2/sAlInZjOwS3jFcgJeJ4BMqkwJIE+q/AJgEpUgo9nDtZhPdAk5SJpP9E9tZYJBUTglYnzgJiEyAkCXicYkCX2EHNeJoBOQD4wIE8kR80g5GHN+XlFEAD3gA==
20073 | B1-PS-13108B-C4001 | Cu | 2 x 2 x 0,75 mm² | 20 | B1-JBAY-1341-X01 | JB HPH FI | B1 | 002 | 002 | B1-PS-13108B-B01 | PRESSURE 2 TRIPPING OIL |  |  | DSPW/SKID | -C4001 | Cu 2 x 2 x 0,75 | LOCAL Base Objects¦Cable¦A30¦Z20¦0522 |  |  | B1-PS-13108B-B01 | -B01 |  | -X01 |  | 2024-06-12 / Panek, P. |  | @@UU@@C@@ABAsAAsfUQpjGOYxjHOY5zmMdB0nQhSUIQhSkJQpQEJShR0HQlSgAUhSQKSlIFAAkCkAABSkJABSlAUoCEKSBSUqSBAEKUoCgKAoCkJUACFJQlKgAAAAAAAAAAAAAAAAAAAAAAAAAAAAAAAAAAAAUAAAAAAAFAAAAAAAAAAAAAAAAAAAAAAAAAAAAAAAAAAAAAAAAAAAAAAAAAAAAAAAAAAAAAAAABCt8fy9nJH6ifVyf0J9fACdYnh7JtPVOeR8a+Xmjmh5OeajlDW9X3S58Pp/uztXn480rcvL5f/l9n2yxyIlhzIMtEgH/gEw+f0IZoyZALcAthOK8ynRMv327kwvp0AQVwflJCRKUHOSdETQhMsMomgqmyiTCtUMIeYAxwJCExTBPBJCGCCK5maIroJQuAXnpQ6aAmEjSEAa4kAZCqiCZoHuBvW5LEcYlJ6ELZu1PFVIl5cUVwaI823lbCU4IduEKsNk1uTR3gE4gR/gOITUQsmG4SCUHVKSRGrzicQ60BISBPzkJNvZQJCdDw4t3o2uDh6UJ564oA+BCnBaJaK1pqpA+OQlm5tDLfEg2em7HhvozYf0s1HqEpp4O7gusziYr8FNV2YCMFGCY+bHPv619fgx9vu0ZMVPHijwbdPDTuiaBKtnVNowT9glxIL8u3bchV8VCFuITRta0bwFe1Vs2S3e5JDPoJqMua3LlBMa1RTrz+8fz84l6HwyEs/e8Sq/FjxV8cOvC3gQ598N7qO+J3hNkE2BMglQnvnFwieL2CbAnrEgT/BN0Exgmxk9uQ3Lf2ASkTrynWJbpFbwS4TjEzKTAkgT6bqBKBKVIMHr3/dzie2BJykTvn+ieyssEgqJwSsTxAJkEvBIEuE0iQJdYQeG4TSCagPkAgTyRH0SDUw5/w5RRAA9wA==
20074 | B1-PS-13108C-C4001 | Cu | 2 x 2 x 0,75 mm² | 20 | B1-JBAY-1341-X01 | JB HPH FI | B1 | 002 | 002 | B1-PS-13108C-B01 | PRESSURE 3 TRIPPING OIL |  |  | DSPW/SKID | -C4001 | Cu 2 x 2 x 0,75 | LOCAL Base Objects¦Cable¦A30¦Z20¦0522 |  |  | B1-PS-13108C-B01 | -B01 |  | -X01 |  | 2024-06-12 / Panek, P. |  | @@UU@@C@@ABAsAAsfSQpTmOYxjnOY5jmOg6DoOlCEpShCEgQhKQIUlCEIQhQAASlAFKUhSAAAoCkAABSkpUBSlAApSEJAkCUgQBKUqUoCgKAoCkJUACFJQlKgAAAAAAAAAAAAAAAAAAAAAAAAAAAAAAAAAAAAUAAAAAAAFAAAAAAAAAAAAAAAAAAAAAAAAAAAAAAAAAAAAAAAAAAAAAAAAAAAAAAAAAAAAAAAABCs+nx9hzfqJ9nN/Qn2+IE6xOTsnvdXKfU8q+bnjnh5uidHlDN7vxl0Yen+8GplPPzysyeb7v/l9/4SxyIl0ZkGWiQD/wCYfT6kM0W2gWXxcBeFehT1zX87NiYvToAgrg9MkJEpQZyTtROEJrDKJwVTyCTFaoYQ9ABjgSEJlMF6CSEMEEVzZxFdBKFvi+elD20BMSN8IA7wkAW1UQTaB2goxY60bBKTb1kLL2ej136hJXtIyl/BBoj0a+VqJXgQ7kIVYsE8fiATiBH+A4hOEhZMNokEoOqUkiOH1CcQ5YCQkCdMhJ7eMCQnsdfgs7+37O9wa6E54I3vAhVftEtFaAK04JAfLITBr90ZeESC323Y8N4zYP0r4D3CZ6d2jJXmEw3X6cmUCKKJHHZqWZKqqr3bzYsNPyeOI48O5e3qdkTOJdq789OqmjsE0Eg+a7u25UKuKhDHYJiz5o2gK+5rV6uGWz35IZ9BO7NjuuBLVpiyf8/OJsmVDbmJX+9wlV2GzFX5IdELcBDp+EL/UcQm4JrAmoJjEqE2Dh3xOT4CaBPeJAn+CbAJjBNFvxtNez9gEpE68h1iWborlBLhPIJpKTBJAn13UCUCUqQX/fuaumJ8YEvFInCf6J8KzAJBUXgSsTkAS0TKCQJcJuiQJdgIPouE3QTfA0gIE44jlkG8w6f5eUUQAO0A
20075 | B1-PS-13109A-C4001 | Cu | 2 x 2 x 0,75 mm² | 20 | B1-JBAY-1341-X01 | JB HPH FI | B1 | 001 | 001 | B1-PS-13109A-B01 | PRESSURE CONTROL OIL TRIPPING SYSTEM 1 |  |  | DSPW/SKID | -C4001 | Cu 2 x 2 x 0,75 | LOCAL Base Objects¦Cable¦A30¦Z20¦0522 |  |  | B1-PS-13109A-B01 | -B01 |  | -X01 |  | 2024-06-12 / Panek, P. |  | @@UU@@C@@ABBKAAsuSQpTHMYxjmOY5zmOg50HShCUqQpKkISgCVIUlCToQpSAAQpCgKApKkgUBSQJUACkqSpSlAUkCkoAlSlJSpSVKSoCgKAoCkJUACFJQlKgAAAAAAAAAAAAAAAAAAAAAAAAAAAAAAAAAAAAUAAAAAAAFAAAAAAAAAAAAAAAAAAAAAAAAAAAAAAAAAAAAAAAAAAAAAAAAAAAAAAAAAAAAAAAABCu7fH0eCO95xPn739CfVvifRAnOJPonq5u4d17i/T98fdD83LPB4Az+j7ZeK3y/3h05jv+KV2Wja/+X1/ZK6REvFrIMtMgH/gEt/DyIa0ZMgF1IuEoFeVT85r4bvZmL+WkCCyC+SEiUoOUk8sThCawyicFc8okxWuHxgGOBIQlNCKoJQSQhggiybbRKMNJKFqF5a0P0wBMSNkIA6okAYa8EE3AO2GLHYjcJSeRDFPRR1yoTMXlFkFOnxz2q8rSToBCvDhnihD3AE90Ef4DhE4CFkw5BIJQc0pJEavxE4BvgJCQJ5ZCT3M2MCYm/5m7rUgebp8X6oTnZp457iFnXryiZRW1OHgA4pCXasaSwiQdnk1vbyYtunXxcdvCegTZq0b8Yqta2gS7WqrzZwIwbFMzkyXUY4vstpt3vPRbTyNFe1qpt3BNAl3BLHfE6up0CaSQaM3Dr350LPYpQyZBK9OvG6Bs1aLKpyy+1t0IZ+mTqvz4+K+9EyrZE92jN/Pwia6HY2yYlfV/fQJh0XZcdvvw9SAthzgQ7O8HMcQm8JrgmwJkEqE2z3uET4vUJsCekSBP8E3ATGCbGT15DrXfsAlQnPlOcS7UK5gS8T4BNZSYJIE7t+ATAJUpBT6e1s6BPXAlBUJ2D/RPVYYRIKygEsE+MBMgmYEgS8TsiQJfhIO3eJugmoDeAgT5Yj5JB2mHR4e+iCAHSA==
20076 | B1-PS-13109B-C4001 | Cu | 2 x 2 x 0,75 mm² | 20 | B1-JBAY-1341-X01 | JB HPH FI | B1 | 001 | 001 | B1-PS-13109B-B01 | PRESSURE CONTROL OIL TRIPPING SYSTEM 2 |  |  | DSPW/SKID | -C4001 | Cu 2 x 2 x 0,75 | LOCAL Base Objects¦Cable¦A30¦Z20¦0522 |  |  | B1-PS-13109B-B01 | -B01 |  | -X01 |  | 2024-06-12 / Panek, P. |  | @@UU@@C@@ABBKAAstUQpTnMY5joOY5jHMc6DnOpBwJUBCUoQpSVJSpKDoQpCUqUlCgKApKkgUACAJUAClJSpIFASoCkIAlSVJSpSVKSoCgKAoCkJUACFJQlKgAAAAAAAAAAAAAAAAAAAAAAAAAAAAAAAAAAAAUAAAAAAAFAAAAAAAAAAAAAAAAAAAAAAAAAAAAAAAAAAAAAAAAAAAAAAAAAAAAAAAAAAAAAAAABCr7nx9B4O96BPq739CeHsCd+BOcSfRPXzd043ur9n4R98P08s7/gDN6fFLk2PN/eHRcW8kq7e/4f/lL7ZVyIlhuQZbEgH/gEw+TyoZIx4wK6BcJeFeRT85r4q+lMX8tkCCqDySQkSlByknlicITWGUTgwTtEmK4IfGAY4EhCU0IpglBJCGCCKps4iq+ShaBeWlD9L4TEjWEAaRIAswRfkTb49QMWOpGsSg8qGKeze3aRLiWQvVQaPHL3KrWCUwQpwVTxQh1wE+EEf4DgE3yFkw4xIJQc0pJEa/xE3xyQEhIE80hJ7lYEhPOb0Ytvz7Wjs/qhevVRoigDqIbdW5VaJaK4k39YHDITHvWJLCJB1+3lssxRfzbHxYd89Immn4KqMmHZExXU4MmUCL/FRM4rN6q/dVl4c3WswYqc3bfRsbfBTj3RNIl10s5KjV0Ce2SDTdVqsyoVaaEKKxM2aN0DPRlwSjVt9O8hm0E7astfattRLFqim9w+9Rd/PyiZ0OrISnBunS/e9nE2M87LrMXFDqgK4c4EOrrBzHZE6omgE1CWiUibhw8AnzesTUJ6hIE/wTdBMYJtWeyw6df7AJSJz2nOJXrFbgTIJ8gmVSYJIE48l8S+JSpBR6te1sieyBLxSJ75/onrqMIkGAvAlQnzgJYJcCQJkE7AkCZMJB3MgnugnAB2gIE44j6JBrYdn7vrRBAD2g
20077 | B1-PS-13109C-C4001 | Cu | 2 x 2 x 0,75 mm² | 20 | B1-JBAY-1341-X01 | JB HPH FI | B1 | 001 | 001 | B1-PS-13109C-B01 | PRESSURE CONTROL OIL TRIPPING SYSTEM 3 |  |  | DSPW/SKID | -C4001 | Cu 2 x 2 x 0,75 | LOCAL Base Objects¦Cable¦A30¦Z20¦0522 |  |  | B1-PS-13109C-B01 | -B01 |  | -X01 |  | 2024-06-12 / Panek, P. |  | @@UU@@C@@ABBKAAsxSQpTmOcxznOY5kGOc50IOg6EASgCEJQhKUpQpCjnQhCAAUlKQAUlKkqAACQJUAClJQpSlAUpSkoSpKkqSpSVKSkAAKAoCkJUACFJQlKgAAAAAAAAAAAAAAAAAAAAAAAAAAAAAAAAAAAAUAAAAAAAFAAAAAAAAAAAAAAAAAAAAAAAAAAAAAAAAAAAAAAAAAAAAAAAAAAAAAAAAAAAAAAAABCq7/xdJy+L1CfP4v6E+rgE8cCdAk+mejn8B4XwL9Pmj8Ifm5p0coZPZ9svJf9H93tbEePySq1OWz/5fX9ksMiJc2RBlrSAf+AS/+X5oZIrrAqti3i0K8yn6zX76tqYv6ZgILsHnkhIlKDyknXicITWGUTgpnqJahLQrTD5gDDAkISmhFEEoJRAEMEEXZs4i7QShbYvluIftQExI0hAHVEgCumiCbQO60YMM7qNQlwzoYJ5bW9tXRJYzEUN7Nc/G1tYm+SmgShQpt3Z1QhvgJxAj/AcImkhZMOESCUHPKSRGjziaRsgJCQJ6JCT3agJCel0YNv07HJ+6E506ss+6hT1qaxKxW2BfTh0gckhKtHZrSeASD4O3j37KsFvVq7GXBpPYJr08GC3fv5hKslynFlAijuW5ncryeqjJd9e1onx14J901Yv3tziuVbwmYSzjlqkrePpE1yQa2LYrxoU7VCFVQnFlyxmA2bmS7KNve69pDLmJ2ZKtiyxErWmJ7lqz+fjE1UO1IS5s7puZBL2Tcw2V4O3DswFuqTlAhz2uy85yCb4msCZxNQSkTdOPhE73uE2BPaJAn+CdYEwgmev31m3V6wEuCdGodAlWkVxAlgndExqTBJAnhsoEoEuKQW/b8OfKJ74EtFwTtH+ie66XhIKS0CXRPkASsTECQJYJwCQJZeIO/YJ1wTSBjAgTvRHyyDQw5fu+hEEAOoA
20078 | B1-PS-13110-C4001 | Cu | 2 x 2 x 0,75 mm² | 20 | B1-JBAY-1341-X01 | JB HPH FI | B1 | 002 | 002 | B1-PS-13110-B01 | DPRESS.CONTROL OIL FILTER 1 |  |  | DSPW/SKID | -C4001 | Cu 2 x 2 x 0,75 | LOCAL Base Objects¦Cable¦A30¦Z20¦0522 |  |  | B1-PS-13110-B01 | -B01 |  | -X01 |  | 2024-06-12 / Panek, P. |  | @@UU@@C@@ABAiAAshSQpTGOc5jHOZBjnMdCDoQBCEnSpCkqQhKjoUlCDnQpKgASpSQKAlAAAAkClKABSVKAlIEqApSEJApSUgSBAEKSoCgKAoCkJUACFJQlKgAAAAAAAAAAAAAAAAAAAAAAAAAAAAAAAAAAAAUAAAAAAAFAAAAAAAAAAAAAAAAAAAAAAAAAAAAAAAAAAAAAAAAAAAAAAAAAAAAAAAAAAAAAAAABCs5O/1/hHrE8fk+z+hJd0E6hOuXD08h4nkX7+aOaH67p0+MPL7PNLmw+r+681x9vLKzHRV/8vJ5ZUSL0p5EGNiQD/wCU+j0oZIssAxXha6YpFfyU55r5rJZ4F9WwBBXB+ckJEpQcpJ5YnCE1hlE4ME8YkwKIUIiIIwSfOAa0CQhIogogkhDBBFU1MNEorvEoWd8Xl6JgUhUhQJI4QgDsiQBXVTBNpGMNnbDCjhEpfQhinmoN7AJcZChq2vPPtY2uuJ0AhuVU10WX+ABNQI/wGoTSQsmG0SCRB0ykOn9BNQ3QEhIE9MhJ71oEhOdw7vFz7nzdCE54I+JC/ovWCWCtSatIHekJh+DOMjQJB0Xd+3Dwdzi2bP1xHGewS9RxRTdgzCYstF2uBTKmmR67PnstvVaeHu8W3lsv1YTwV04d8TXEt3OOeQlfo6xNkkGfPjQnnuQxYhM+/lI7gF67blV8PbmhlxZijatstBLFvRn38f8/SJrofHISX77xlExZcWtir0Q54W4CHapn0neE0CZQTMJYJgE3T5dQnh9wm0J7RIE/wTdBNYE2bffaZ7P2AS+J1YzqEs4RW4EyCfQJlUmCSBPqyUiUiX1IL3t4NvYE98CUF8TjP9E91RWJBgKASoTkAS0S4EgTIJoEgTJWQeHIJqBNIHyAQJ4ojwSCbDr/j9yAgAdgA=
20079 | B1-PS-13211-I6001 | Cu | 2 x 3 x 1.5 mm² | 20 | B1JBA-1309-TB2 | Junction box IOS | B1 | 002 | 002 | B1-PS-13211-B01 | PRESS. LUBE OIL EOP DISCHARGE |  |  | DSPW/SKID | -I6001 | Cu 2 x 3 x 1.5 | LOCAL Base Objects¦Cable¦A30¦Z20¦0521 |  |  | B1-PS-13211-B01 | -B01 |  | -TB2 |  | 2024-06-12 / Panek, P. |  | @@UU@@C@@ABAwAAsoUQhTHMc5zHMZBjnOdCDoShCkJQhCEgUpKAKUhCEoShSlAUpQEpApAAAUoAAAABAAKSoCQIAkCFJAoCVAShSFISAAAKAoCkJUACFJQlKgAAAAAAAAAAAAAAAAAAAAAAAAAAAAAAAAAAAAUAAAAAAAFAAAAAAAAAAAAAAAAAAAAAAAAAAAAAAAAAAAAAAAAAAAAAAAAAAAAAAAAAAAAAAAABCu5fr7jz+wT8qfV/QnNwAnaJ3VU4ezl5fveVfxcsPr9NKuYL/b55/Ozp/uznzmH1Tbfzeb/581JukiJzIMasgP/AJ+vRcJdaBkuFqscAr6FOqi7t0i9OqBBjgtlCSZgyEu1FIQosMxSDDTXEoK1YpJiOgAumRJQmhEFUEoQwQRLMRFDcpK4BefcqCxCgk7G+yBjA+MSQMdcGRChXGzI25b90MmojCGLbic86uEScx6D1IUccG3GZxlMNSIdGKKUM874CcAI/wHCJ8xCyw7wkEwdkykRwekThHNASJAn6SJT5d3KBQTpdb16mxyfuh+1JxT1cPgurvEvFbB3PCBAmTi8PfGkiQWXZeqaWV9fi025z2iVHXxIV6olmbJflzgYJwQZrslWph4uCd/Y2tm3Bf7OO2Jsr3hKxL75049HeyY89XcJXrlAw7OVDF486F+oJxeO+PkAr1753vBSiGtk1dcrnRbqAloFv8+QTQhub1BOPyGgSzPbh+mHvQGxDmAh09h9Am0JsgmkS0SsS7bOTjEjy+8TSJ7hIE/wTeBLwSy/4Xnft6wEwidsZTtEu+cVzgmYT7RNClASQT8M2ATAJhUhrp7uDZ1hPhAlTiE8Rqf6J78haJBjKgSwTlATKJnBIEpnE3xIE8ujIQR92gTkBOQR+yI4pDkYdPPzAKAB8Q=
20080 | B1-PSH-13213-I6001 | Cu | 2 x 3 x 1.5 mm² | 20 | B1JBA-1309-TB2 | Junction box IOS | B1 | 001 | 001 | B1-PSH-13213-B01 | DPRESS.LUBE OIL FILTER 75% |  |  | DSPW/SKID | -I6001 | Cu 2 x 3 x 1.5 | LOCAL Base Objects¦Cable¦A30¦Z20¦0521 |  |  | B1-PSH-13213-B01 | -B01 |  | -TB2 |  | 2024-06-12 / Panek, P. |  | @@UU@@C@@ABA8AAsxUQhTmOc6DHMc5zHMc50JSdIEISlCEAAhIAIShCDgSpQFJUACkqUA4AKUBQAAABCgJAkClJSBKEgSBSVAUhSUJUACgKAoCkJUACFJQlKgAAAAAAAAAAAAAAAAAAAAAAAAAAAAAAAAAAAAUAAAAAAAFAAAAAAAAAAAAAAAAAAAAAAAAAAAAAAAAAAAAAAAAAAAAAAAAAAAAAAAAAAAAAAAABCx7Po7DzfsJ5af0JzeAE6xOy9Tj6tmz7XYvkeeH9M1L3MGX3fhPpr6P7r81xs9c47eaf/nyeWccm3M50G9tyA97/gE/Pn9SFttoGS0WwqioV9Cnsov45c1BejtAQVwZJQkmYLCXRFIQosMxSDDTUJQVww+kAyQJCGCkREF6CQYYIIlmIocEytQvn4LwV0EgCe0wBuCQBgqgrQoVRbI3d6zHmtngykMKShgr9Fl4Cm/Oim3z4hNBtHrQvtmXe0OImrDAIYa6UMkTxAJygj/AaxOMhZYd8SCSDqmR5fUJrHNASJAn5SJTh4MoFBOhmzV83Sh+tJwX9V72Urv2CWCtY7vfAgTFy6hk7okFdlsTtcO5x6LK8XIe4S/KHGhgziYrfnrzXAVTVB015cOXDw29Oc1clmDDxe3XbE8mDgE0CXZJ7e5fsnsE1EhdahO5chZiE067iN8C/oje36Z69JfQquyYsYJiA3dX8+MTOhe36CZhMOPumK/uw9yA7cNoEOnqNYn7iagTSJjEviZN018gkfX8BNInvEgT/BN4EygleX45Tcs9oCYBOuLTrEx8QrcCZhPEJnUoCSCfdmqEqEwKQ36e/wdzSJ8YEvOETlMn+ifDEWCQbReBKxPqAS0S4EgSlwnfEgT6c+Igjx5xPCCeEDxAQJ9kRMh8rDt+f7xVAA+QA==
20081 | B1-PSH-13214-I6001 | Cu | 2 x 3 x 1.5 mm² | 20 | B1JBA-1309-TB2 | Junction box IOS | B1 | 001 | 001 | B1-PSH-13214-B01 | DPRESS.LUBE OIL FILTER 100% |  |  | DSPW/SKID | -I6001 | Cu 2 x 3 x 1.5 | LOCAL Base Objects¦Cable¦A30¦Z20¦0521 |  |  | B1-PSH-13214-B01 | -B01 |  | -TB2 |  | 2024-06-12 / Panek, P. |  | @@UU@@C@@ABA+AAswSQhTGOc6DmMc5znOc5zqShKkIQlKTqSlAAAQhCDoQBSgKUkAFKSpCgKUBQAAABCgJUkCgIUpSUqUpSFAUhSVIUACgKAoCkJUACFJQlKgAAAAAAAAAAAAAAAAAAAAAAAAAAAAAAAAAAAAUAAAAAAAFAAAAAAAAAAAAAAAAAAAAAAAAAAAAAAAAAAAAAAAAAAAAAAAAAAAAAAAAAAAAAAAABCwcnwdnNH7CeWf6E5d4E6xOyqm/1cnJ8zyL5HzQ/nkpVyhi9P1T57/R/d/mynJzzgx8p/8eTyzgk+mZzINWmQHY/4BPy833oYsWIDDeFsK4rFftU9FF5sN2ivRpAgpBglCSZgsJe7FIQosMxSC7TZEoK3ofOAYIEhC7QiCqCUYYIIlnRM1GqZW4LT7NVYSJZMAbzIG2JAF6uCxChXFkj+N/Hiw4DwBCkobGqJMuqlANF4TKd050Ljf71WZsKV3YBCv7qUM87wCawR/gOITgIWWHUJBJB1TI6/wE4hyQEiQJzyJTd1YwKCdDb2/e/VD9KTcn0dy/XaJaK7A7W6BAl/Xi2RoeESCzBji5S/4dvfz4LL3CekTXdqmpDgQvaBLcvv2Zc4Fc1wcF/p05L2nw3benh123tjgtuYYnhu+4JlEyWz28ly2ewTSSG3jQnbyoW2CZ+HizEbYF3RHf1Uz2aS4hXmxWYQSwDa8H8/CJnQq79BMgl7BuFlzch9uA2YcYEOjqOMT9xNkE0CYBLgmHcOPWJHj9YmgT1CQJ/gneBMQJfxezEbVvSAl0TrjGdYmDeFcoJkE8QmZSgJIJ8+SsSsS6pDcp6t/uaBPZAlTeE1mH/RPXYWiQbBUCXxPjATGJlBIEplE3RIE+LNYQR48wnGCcYHyAQJ8sR4pD3WH2vr+hVQAO0A=
20082 | B1-PSH-13224-I6001 | Cu | 2 x 3 x 1.5 mm² | 20 | B1JBA-1309-TB2 | Junction box IOS | B1 | 001 | 001 | B1-PSH-13224-B01 | DIFF.PRESS.JACKING OIL FILTER DICH.JOP |  |  | DSPW/SKID | -I6001 | Cu 2 x 3 x 1.5 | LOCAL Base Objects¦Cable¦A30¦Z20¦0521 |  |  | B1-PSH-13224-B01 | -B01 |  | -TB2 |  | 2024-06-12 / Panek, P. |  | @@UU@@C@@ABBUAAs3UQpTHMY5znOYxjnOdB0HSk6UpOpRwIQdIEgQhCEIAdSAKSBKgKAo4FAUoAAAABKlKUlIFJSBSUpUoCEgUgCUpUACgKAoCkJUACFJQlKgAAAAAAAAAAAAAAAAAAAAAAAAAAAAAAAAAAAAUAAAAAAAFAAAAAAAAAAAAAAAAAAAAAAAAAAAAAAAAAAAAAAAAAAAAAAAAAAAAAAAAAAAAAAAABCr29/rPJ+wnin/Qn3cAJ1CddE+Hp27frdq/e+aH9cc6PCHj9v4y89/o/u/5chh55V2/bj/+X4eOVkjxSluINFUgH/gE9Pn/NC22wCu0XAXKc86hXzKeqa+W2QvRnAgwQWSQkSlBWSdMThCawyicFU9AkxW7D6ACuBIQqmRBRBJGGCCJMoiZqlJbgv5aqAkJHAwBpEgCntXJF9CtC4VRTIb9tleE0hCkkLpelinqoAy3RNUz4znQqb/yZHASoqgEKvROZll3gE4wR/gOQTgIWTDvCQSIOmUh4v0E4xxwEhIE55CT16sQExOh6K9HN60KJ0x6u3K/ThEwit4adYECXuTXK7p0DOgSCu2K8GvFwZLOKMHIe0TXVND19jiQxYNwS2eamymvLugd69xXZ3L0Hfttpr49zDs4MWeqmrDdn7OS2JT5ad8TMJjxy7NdlV6fWJiLJh3NONDPPKhbYJy6cxHYApwxvb881/OUoXMuPBWCYAO5zd3+fnEzIb9yYmQS9ZvGGrPD2oDsw4wId3pNgn7iaATdErEpEs0mzlEj6PeJmE9wkCf4JqBLQS/b8LTt4fYAlQnVGI6hK+EVyAmMTwCZVJgkgT7MdwS4JUpDTP3cOjMJ8IEobonKWf6J78BhEgvFAJfE2gJiEyAkCTyCd0SBPly4CCPpyibATYB8wECeCI+qQczDn8nhERAD4g=
20083 | B1-PT-13101-M4001 | Cu | 2 x 2 x 0.75 mm² | 20 | B1-JBAY-1341-X01 | JB HPH FI | B1 | 002 | 002 | B1-PT-13101-B01 | PRESSURE CONTROL OIL |  |  | DSPW/SKID | -M4001 | Cu 2 x 2 x 0.75 | LOCAL Base Objects¦Cable¦A30¦Z20¦0502 |  |  | B1-PT-13101-B01 | -B01 |  | -X01 |  | 2024-06-12 / Panek, P. |  | @@UU@@C@@ABAUAAsXUQpjmOY5zHMYxzHOcyDoQdCEJQlCVIQlAEKUk6UKQdSgASlAFASpCgAApQEqABSVJUpSlAUoCEpABSkqQlAEpSACgKAoCkJUACFJQlKgAAAAAAAAAAAAAAAAAAAAAAAAAAAAAAAAAAAAUAAAAAAAFAAAAAAAAAAAAAAAAAAAAAAAAAAAAAAAAAAAAAAAAAAAAAAAAAAAAAAAAAAAAAAAABCr5e91nh9Qn1+H+hPu7gJ1CdctPTyn0PKvi/T7eaH6vLNf8YXev8ZeSrn/unXzGfmlXb9nj/+X3/hKyREjMgxsSAf+AT9edDNz47AKsYuKIvCvkU6Jl/OyQvaq1wIMMG7JCRKUHMSc8TQhMsMomgwTWiTGGBYAgWIfKAWQJCEiiC9BLchSTBBFN5miKYvkQtAt9Dm9E4SEjSEAG4JAFuCeCZnHzG1XbSb7CmMTAedCybYvcGATozlxOz07Wjo7Rc1EsCIYcNM3Bj0gJqBH+A1CcZCyYbRIJQdMpJEav2E+NcsMhIE88hJuG60CYTWat70bXH6UJpqNeUX+C/WJWK4Q1b4HwSExcWIJUiQae3bwXW17tF1fp71frE1FFWKfLTnErzZbgIm5Nme8d2zi7891PDonqy4r9XGhflHFLd+KjFXvCZxMm1LQSo3OsTQSd3Rt3IUas6FdYmC3Wi4DbozRhn9/ezZyW3mqx4wTEhYuCN+r+flEuQ7EhKdn98olddVldPyQ7ELlAhz9JqE4RLgTOJWJfE7Jx8Qng9omwJ7BIE/wTsglgJr4/djNyv1AJQJ1WnUJX8IrlBMgnfEzKTAkgT6ck4k4lCkF/2cOzrCe6BLxQJ2z/RPbhKRIMBeBMInzAJjEygkCZBOQSBMlJB4MgncBO6I8kR88g0sN35eIRAAPeA==
20084 | B1-SE-13301A-I6001 | Part of sensor | 3 x 0,33 mm² | 20 | B1-SE-13301A-B01 | SPEED 1 HP TURBINE - TCS/TPS |  | 004 | 004 | B1-SE-13301A HAN 6B | SPEED 1 HP TURBINE - TCS/TPS |  |  | DSPW/SUPP.FI | -I6001 | Part of sensor 3 x 0,33 | LOCAL Base Objects¦Cable¦A30¦Z30¦0001 |  |  | B1-SE-13301A HAN 6B | HAN 6B | B1-SE-13301A-B01 | -B01 |  | 2024-06-17 / Panek, P. |  | @@UU@@C@@ABBaAAtCUQpjHSc6EHQdB0HOdCEoOlKFIShKEIAoCQISkCEIApQEgQoAAKSlSgKUoCVAUBQEgSBSQASlKkgUBKgASBSUpQpQAKAoCkJUACVJSlKgAAAAAAAAAAAAAAAAAAAAAAAAAAAAAAAAAAAAUAAAAAAAFAAAAAAAAAAAAAAAAAAAAAAAAAAAAAAAAAAAAAAAAAAAAAAAAAAAAAAAAAAAAAAAAAjyfT2+8933OdHzv6R2SPYjmeJ7r+PoyfZO7Jkk8r67vvM/r/L8dS/z/3q+HYeZWt5NP4f/bv+C1Nd4miEv8FhP+EY+q/TZRsbHUGvhSY92sCSeKR+uJfJ4cuS5J59IpjpntCy1qZFpvVdULpKlqupiu3EXC9FJGKp5ETKiy+l9LRKlKVaY11qvVUmBJw+m8sipHA9FWG8ihfhWl8mrdlyXI1G1KFVPHkRqPjtnuxemkaHXb8ME1evTLNRdfEOl5cV2XiEcZE/g40capLSpwIpanRUWVyfmjlTNRZFI81kXdjSyj1Xo9E7Poy4Ruc6Kw8S3yX8LXRrpJjeqTgG+jHybsluyinbc+flRbG4mbJwtvX5ex60adhzckOojHrNHTGbp3Oe25rV1tbZYdrCwLaG6wb6M6NPPk39xhr3I/dluMTpbW3wTbRgyIy4d5nVYYmzbW3+CzRKRtaGbBkIxCmm5Z/PcRnR1rI0bLZ2EYsvLtanBUzVJnFTZ3nQ5UcyOqRpRkRhRuuXjR3fejSj2opH+I65GuRt5fhldbJ+wjCj2bD2IycSSZyMyOZGiRcRYjvZsCMCMMinS9vD1dpHwpF7Cjjf6j36jVRTEvI1EdwRlRnIpGZHzIpGbVV9GZHaI7Q5BSPtqvqsfLKm14+/EiA+I
20085 | B1-SE-13301B-I6001 | Part of sensor | 3 x 0,33 mm² | 20 | B1-SE-13301B-B01 | SPEED 2 HP TURBINE - TCS/TPS |  | 004 | 004 | B1-SE-13301B HAN 6B | SPEED 2 HP TURBINE - TCS/TPS |  |  | DSPW/SUPP.FI | -I6001 | Part of sensor 3 x 0,33 | LOCAL Base Objects¦Cable¦A30¦Z30¦0001 |  |  | B1-SE-13301B HAN 6B | HAN 6B | B1-SE-13301B-B01 | -B01 |  | 2024-06-17 / Panek, P. |  | @@UU@@C@@ABBaAAtAUQpjnQc6DnSc5znOdB0oQpCUoSlCUpQoCUqSBCEIAoCkpUBQFKUlIAKUoCVAUoAEgUpSgKSpKUgUBKgASBKUpSlQAKAoCkpUACVJSlKgAAAAAAAAAAAAAAAAAAAAAAAAAAAAAAAAAAAAUAAAAAAAFAAAAAAAAAAAAAAAAAAAAAAAAAAAAAAAAAAAAAAAAAAAAAAAAAAAAAAAAAAAAAAAAAjydnrdp7PseZHyv6R1SPUj5Hcey9xejJ9U7EmSTvvpu+00+nvfjds+H+8X5Z3gVyu792b/7dv77UyMTTCXubYT/hGPcftqRnz7Yy4EmPmVfST85Hiwr0n4ZslyTw7Ypjp37QstamRac6rqhdJUtV1MN3MRcLyKSMNTuomZFl6l6lkVKUotLVVyqkvJOj5LxZFSOa8dWG6ihnX8K6X5NzHez5bkY0cupU7mZGJWm3k3tlG07zoQ2Jj380xLXohsd/Ddm+ERxET+DiRxKktKnSRS1PRUWVx/qjkTRRZFI8FkXdTKLI8Ux7e68yLX9x03jvbA+DB0GRGRJOF5JN8b6MvBvSW6aKfG8u1xoxuo29OWlsnH6UbnUzOvxQ3EY8bTrGnXct5dWrkw4r+7r2cGJ51tbmr/RRqRlwebl7rBXsR+7LcYWnTomtF7IjeZ9K3AMLa5W/0LNUpGxy9TRsZCL4pXRuXP5+hGlHOsjBq2m1dnRs5uDXi6VTRUmkVNrnvQ5EdBG6RuIyIwI3nHwo7HtR76PWikf4jfIykbeb3ZnPyecRgR6s71IydVJNJGhHXRqkXEWI7Wi+i+jBIpsevg3daPdSLzAjif6j27LEimFeI2UfOIzI0kUjQjrIpGjEr5tCOEjhHxCkfXVdmxySpr/TtxIgPe
20086 | B1-SE-13301C-I6001 | Part of sensor | 3 x 0,33 mm² | 20 | B1-SE-13301C-B01 | SPEED 3 HP TURBINE - TCS/TPS |  | 004 | 004 | B1-SE-13301C HAN 6B | SPEED 3 HP TURBINE - TCS/TPS |  |  | DSPW/SUPP.FI | -I6001 | Part of sensor 3 x 0,33 | LOCAL Base Objects¦Cable¦A30¦Z30¦0001 |  |  | B1-SE-13301C HAN 6B | HAN 6B | B1-SE-13301C-B01 | -B01 |  | 2024-06-17 / Panek, P. |  | @@UU@@C@@ABBaAAtAUQpjHQg6DnOdB0HQdKEoQhCUJSlCUISpCVJSpKUJSlSkpABIAASlIAJUACVASAClKUBKgASlSUpApSQASBKUpSkAAKAoCkpUACVJSlKgAAAAAAAAAAAAAAAAAAAAAAAAAAAAAAAAAAAAUAAAAAAAFAAAAAAAAAAAAAAAAAAAAAAAAAAAAAAAAAAAAAAAAAAAAAAAAAAAAAAAAAAAAAAAAAjy9vrd18fvetF7+kc8j3o67wPjf0fbh+6dmTJJ43cu7xn93i792p5v7xfprP3Vk/Xvfh/9rfnamR4WvCX/lYT/hGLbeXQjNm2hq6aTHu1gSTwSPPhXyd/NluSebZFMdPJaFlrUyrTl1dULpKlquphu5CLheikjDU8SJmRZfS+loVKUqLS1VcqpL0nB6byyKkb70Vq3DlooYMK0wSYtZfrat6McTYPDmRiVr29OFGhyvG34aUx8zNMS18Q0vJqXZugI4iJ/BxI4lSWlTfRS1PbUWV0/2R1Ez0WRSPLZF3O1RZHnmPa9aKv4Ft16ObpcxkRkSTSH1vTJvDeRl6W7Jb6UU6z1aOJGN9TXy9ds6vOdO73I3OfnYelDcRjyNHHGjj3PVd9mLP1/t9fU2cW1kexbbcpg4UcdG7l2+S0q+KMzVuNNs7fBNtF+RG8zq4RnwuNk4ObZolI2NDPgykYxThuWfz2Ua6N+yNHGa+sjDmycisGxi4amejBU1xU43MX+11UdhG4RtIzIwo5Lq9NHa+SNtHwRSP8RvEapG3m+eZy8vsEaaPfrPejLz0k1yM6OwjRIuIsR3c+BGBGnIppfDm7mwj50i9po6T/UfLUYkUwryNRHbEZka5FIzo6yKRnxK7WdHRI6A0Ckd2q7ljhlTY8P4xIgPoA=
20087 | B1-SKD-13101-PYV01A-C4001 | Cu | 3 x 1.5 mm² | 20 | B1-JBAY-1341-X01 | JB HPH FI | B1 | 001 | 001 | B1-SKD-13101-PYV01A -Y01 | TRIPPING SOLENOID 1 |  |  | DSPW/SKID | -C4001 | Cu 3 x 1.5 | LOCAL Base Objects¦Cable¦A30¦Z21¦1503 |  |  | B1-SKD-13101-PYV01A -Y01 | -Y01 |  | -X01 |  | 2024-06-12 / Panek, P. |  | @@UU@@C@@ABCYAAt2SQpjGOcxjGOY5jnOc6DoShIDpOg6UpSACEIQpCkHUpClAQlSkgUpCgAUpKlAABCQAAlKgKUBCVKApSlKSA6lJSACgKAoCkJUACFJQlKgAAAAAAAAAAAAAAAAAAAAAAAAAAAAAAAAAAAAUAAAAAAAFAAAAAAAAAAAAAAAAAAAAAAAAAAAAAAAAAAAAAAAAAAAAAAAAAAAAAAAAAAAAAAAABCt5uXxdfpE5/q/oThE8cCdQnXLi6fm+h5lw+aOiH6cM1HOHk9UfX5rPP/f4WZDn6JW4p8X/y8nllBaS6MqDLyyAf+ATPYhk/O6YClDBcLJnFehTZMv2WyF8+cCCmDFJCRKUHQSdMTQhMsMomgvzXCTFKEDsQgUlD94BhgSEJFME8EpW6pgJ2CCPxtvB3qJRhqkhE8pLWLSh937Sz3gkTiRISr3QkBqEgCiokzjRNgyVozobAi/EXIWTdmfbpEzmQna9zt6bmsleRDRTqrnw3cACawR/gNYnGQsmHEJBKDplJIjj/ITWOWAkJAn6SEm3u1iAmE2ODVQBsyaP19CE81US7yEUU3rRLRXXQkWoboHJMJg06BlviQejLhsLKuKn1CfD73BPddVlEs3r9OLIBFHEX6pyZDwRe4e3vbebThssq5S9E3cEzCWFu5q2809NHWJAfHdow68SFXdQuEz8d2MDNVg7ndzbbOhNdgyQCVrejv7X8+ETMhlkJLlQ/fEJZdYaMFfwQ2wF5CHEBDmp4Ok5BOETcBM4lYlIm6e/rE+T2CbgnrEgT/BN0EwgnZu9txpt9ICXxOrEdQlvuCuQExifEJlUmBJAnix0CUCX1IL3r3+1tCe2BJy+JrP9E9lRWJBSTglQnMAlwmQEgTGJ4RIEx1kfLjE5ATWBwgQJ88R4JBvsO19vjBQQDsA
20088 | B1-SKD-13101-PYV01B-C4001 | Cu | 3 x 1.5 mm² | 20 | B1-JBAY-1341-X01 | JB HPH FI | B1 | 001 | 001 | B1-SKD-13101-PYV01B -Y01 | TRIPPING SOLENOID 2 |  |  | DSPW/SKID | -C4001 | Cu 3 x 1.5 | LOCAL Base Objects¦Cable¦A30¦Z21¦1503 |  |  | B1-SKD-13101-PYV01B -Y01 | -Y01 |  | -X01 |  | 2024-06-12 / Panek, P. |  | @@UU@@C@@ABCYAAt0SQpjGQYxjGOcxznOc50oShCUIOlKEISlKjqQBCUIQpCkAQoCUgUBCQKApSVAABKFAAlSlAUpCAKUoCkqSA6lJSACgKAoCkJUACFJQlKgAAAAAAAAAAAAAAAAAAAAAAAAAAAAAAAAAAAAUAAAAAAAFAAAAAAAAAAAAAAAAAAAAAAAAAAAAAAAAAAAAAAAAAAAAAAAAAAAAAAAAAAAAAAAABCv8vJ1+X1ieb6f6E3ROaBOoTrlvdPk+d5Vv9Ec8Plumo8wef2R9nRb6f7/K3Gc3PK/h+qz/5ef65QTkrMaDK2QD/wCZbEMPoumAqQvXCyZxX71NMy/bfkL6coEFUH4yQkSlBzknPE0ITLDKJoKZsAkxUhA6UIFJQ/gAXQJCEiqCeCV/uyAmYIIvUBNEXqZIRtyktYtKHR+2bUCYSJwhDeCANcSAK6KyZoGV7FYjfQ0hFJ6EL03anlq1CS7JjKGyfWzyubM8T0ohsV+C2e74QE4AR/gOATfIWTDhEglB0ykkRv/mJwDkgJCQJ+khJvguAkJpbdrTs7Hb/X1IUT1xQBuIbVFdMrhLhXgtSLkO6BxTCXdzZGXgEg9WXBaW171XsE4+HLPgwV5RLdSnBiAifeNFc5Mh8kduyrRor1/DdevVch2Ym2xMom0YdfFq5p6qOsSA8Piw7ODhxIWbiGESui7CBkmt29zJ3mdCa63FAJYupHfqy/z4xMiGOQkuRD98Il7D3r+xdbxw3QFKEOMCHNVX0nxibomsCaolglQmc4uET5fcJrCe0SBP8E2QS4E7WD34DPf9YCUidWE6hL+6K4wTEJ4hMikwJIE+jFQJQJSpBqe3Rr5hPfAk5SJvn+ie6ssEgqJwSsTyAJgExgkCYhPGJAmKwjlxCfECcAHEBAnHEfNINDDm+7mBQQDsA==
20089 | B1-SKD-13101-PYV01C-C4001 | Cu | 3 x 1.5 mm² | 20 | B1-JBAY-1341-X01 | JB HPH FI | B1 | 001 | 001 | B1-SKD-13101-PYV01C -Y01 | TRIPPING SOLENOID 3 |  |  | DSPW/SKID | -C4001 | Cu 3 x 1.5 | LOCAL Base Objects¦Cable¦A30¦Z21¦1503 |  |  | B1-SKD-13101-PYV01C -Y01 | -Y01 |  | -X01 |  | 2024-06-12 / Panek, P. |  | @@UU@@C@@ABCYAAtzUQpjHOcxjHMYxjmOc50IQlCUIShKEISpClAOpIEIQhKVKUpKQKApCgKUpSVAABKAAAlKgKUBCAKUkAEgQBCEqSACgKAoCkJUACFJQlKgAAAAAAAAAAAAAAAAAAAAAAAAAAAAAAAAAAAAUAAAAAAAFAAAAAAAAAAAAAAAAAAAAAAAAAAAAAAAAAAAAAAAAAAAAAAAAAAAAAAAAAAAAAAAABCs4/n7PJ6xPL+H9CaROSBOsTsl3+r6/ueNbOaOWHyWzYPKHm9kfjzY+f+/RjymTllZk5PN/8vPNKCwlzZkGXnkA/8AmpUhl9NswFCFdosmcV5VOiZfyskLz6gEFEHokhIlKDmJOrE0ITLDKJoMU1wkxQhA9CECkof1ALYEhCRRBPBLozSAmYIIrwBNEV4pIR3pSWkXEh+nq1MITCROEIb4QBtCQBPQSZxlTXfUjYh0hFBsIVzdqfX1qRNUzGBx4e5c0ksAhVCho7lO9jwW4tICcII/wHCJwELJhyCQSg6pSSI4PSJwjngJCQJzyEm+K4CQnS3V7fTs7Hq3kJ5qaJR3kNynFaJaK4QN/GkWobIFnFOJbNtX7Iz/CJB+0+Ssrq00ewTw7+mfJdToEx4cV2UCJ++UTEkPojThL+3XprqqxWfMZ4n2xMondLtU7uponowdgkB48me3bvQp3ELhN+3IBnox7m7m3WdCa3HfAJUuGK9fP/PjE4c6GaYSXyofvlEsvs2LKvDDbAYUIcoEOpu09R4BPjE7YJrCVCUCbRxcAn0+4TtCe0SBP8E2wS0E1rvfcbVnrATEJ15DrEs+QVygl4niEzKTAkgT778AmATEpBh9unX0Ce+BJzEJwH+ie6kqEgoJwSkTjAS4TKCQJeJ4hIEvqI+q8TwAnEBmAgT7Yj7JBvMOj8+QFBAPgA==
20090 | B1-SKD-13102-PYV01A-C4001 | Cu | 3 x 1.5 mm² | 20 | B1-SKD-13102-PYV01A HAN 3A | SOL PopV TST HPSV 1 PARTL STROKE |  | 002 | 002 | B1-SKD-13102-PYV01A -Y01 | SOL PopV TST HPSV 1 PARTL STROKE |  |  | DSPW/SKID | -C4001 | Cu 3 x 1.5 | LOCAL Base Objects¦Cable¦A30¦Z21¦1503 |  |  | B1-SKD-13102-PYV01A -Y01 | -Y01 | B1-SKD-13102-PYV01A HAN 3A | HAN 3A |  | 2024-06-12 / Panek, P. |  | @@UU@@C@@ABDuAAuoSQpjHOc5znQdB0IOdB0oQlCUoUhKVAAoCUpSlCkpSBKQKQpQFKSBKgASoAAAABIAJUkCVJAlKUgUpSgASpKkoSoAAKAoCkpUACUqSlKgAAAAAAAAAAAAAAAAAAAAAAAAAAAAAAAAAAAAUAAAAAAAFAAAAAAAAAAAAAAAAAAAAAAAAAAAAAAAAAAAAAAAAAAAAAAAAAAAAAAAAAAAAAAAAAjz9zj8j3+pHlf0j6nUR4Ske1GN77uL19zuzuSd+eWp31ru8eD2ea34ZPP/f6ZtpiVmz67f/bv+C1Nh423CX/fYT/hG5mR589hhRmzpMkwJJ45Houk8OLRck6G4KZKbVoWWtTxLTm1dULpKlqupju3kXDhRQZEUlU8iJoRaY6X0szULSlKujhXWrAutaTCkwI8Xp1sJcipF50iw4EUL6RjVL0tt6Mjn1Izo/UxvyhdzLt3GjW5a+ZN3PMa15DB5sVzT0RHERP4OJHEqS0qc9FLU9dRZXF+KPnTbosikfnZF3zbrQLkeib7PgG+5nIisVcMPUw9DDnRnSTsp+2yjrCyNjiy+ngS+3TRZyasrFo2Ls1/sRxdXM2cWlGTPtDEw3LIs5LWdVvX8f0ZNPNy9TAvu4UbSPkbOxh0y5iu96KMTd2tKP3Y+FGEnXzjl8vVldBw8/VzmzTEi/g3GrK0MKiNtoGts3L38/WjWjXZGbC9zjRuIyZ+y52XtVNNGBFTUKm9qex2EfSjgI0oyIxI4XY6yO38EbyN1FI9yPlI2SN3R8dDgz8gjEj27T2oz9NJNJG2jjRqkXEWI+7bwIwIxSKYf86O/rR8aRe32NHSZH+o+GZcimReRlR2xG0jURSNKO0ikacqvs0o6pHXHWFI7tV9tjoypr8XekiSByg==
20091 | B1-SKD-13102-PYV01A-C4002 | Cu | 2 x 2.5 mm² | 100 | B1-TCS-1311-X31 | BOX TPC/OPS | B1 | 001 | 001 | B1-SKD-13102-PYV01A HAN 3A | SOL PopV TST HPSV 1 PARTL STROKE |  |  | DSPW/SUPP.FI | -C4002 | Cu 2 x 2.5 | LOCAL Base Objects¦Cable¦A30¦Z21¦1502 |  |  | B1-SKD-13102-PYV01A HAN 3A | HAN 3A |  | -X31 |  | 2024-06-12 / Panek, P. |  | @@UU@@C@@ABC8AAuJUQpjGOYxjnOc50GOc5znOc50pSpCDoUoCEqOBKEHQoCVAQlIFKQBKQAAgAAAABQFKSBSVJUBKUKSlSkpSACUpQAAAKAoCkoUACEqQlKgAAAAAAAAAAAAAAAAAAAAAAAAAAAAAAAAAAAAUAAAAAAAFAAAAAAAAAAAAAAAAAAAAAAAAAAAAAAAAAAAAAAAAAAAAAAAAAAAAAAAAAAAAAAAABCveDk8vX0Ceb+hO/sE8ZAnUJ+1fXPw+/wcz4V8Tzw/j4pp/wD8un85fr67n9+m5YU+qV3z2aP/jx+SeL0Tyx4kGaiQD/wCZMqF8vyAtIXL4tc3rlaFecT0R7J1/SqSv0ZgIJoLJISJSgh8sShDzEMLKU0F6bUJMOtCFK0IRiDzgGCBIQk1QTwS9OqQEzBBE4b+qRSUQtQsWkOf26LQTziSEknC78wGsSKoLUIXZpNpYXHhuI3hNKUGlCbVNopEzGcndNvJfayVAIWvRVMY9gCbQR/gNom0hZMOsSJREHvhJRxfuJtSyEkJAnqkJNwYs+4BOJ7HVfoA1ae70ISqIp3kPs0b+9VYJYK3BwIbQO2Jf4fbdGJuASD3ZK8FyVvg6ROPP3Iu8m5jEuUYMIFRNppoJ0JdFEs1M/HZkyYtV2rk+eKZ94TGJulmHTmJuzVqo6xMEkt5KNEs2FDLd3UKlPrsApu1696yfEdiyCZDRjnrvVWpAmC8B2cs9+iX8/aJkQxyEoPh3kMYlV7Fk7vaufTDlgKUIcwENOPpOMTvidgE1CViUibpx8QnL8RNAmcSBPgJrBL4JnwfLAdq97gEpE6tw6hL2wVwglgnIJiUmBJAnNZQJQJSpBa/zZpyCfKBJzTUJ9RX/onxuEwkFZOCWxOUBNwTECQJhE7wkCYbZH3YRO4CbAOICBOaI8PKHbYcvk+8VRAPmA==
20092 | B1-SKD-13102-PYV01B-C4001 | Cu | 3 x 1.5 mm² | 20 | B1-SKD-13102-PYV01B HAN 3A | SOL PopV TST HPSV 1 FULL STROKE |  | 001 | 001 | B1-SKD-13102-PYV01B -Y01 | SOL PopV TST HPSV 1 FULL STROKE |  |  | DSPW/SKID | -C4001 | Cu 3 x 1.5 | LOCAL Base Objects¦Cable¦A30¦Z21¦1503 |  |  | B1-SKD-13102-PYV01B -Y01 | -Y01 | B1-SKD-13102-PYV01B HAN 3A | HAN 3A |  | 2024-06-12 / Panek, P. |  | @@UU@@C@@ABDqAAurUQpjnOcxznQdCEHOdCEIQo6EoQhKQAABKUpSlCUASpQFAQoCVKApIAKSAAAAApIAJAlSkpUBKUgUpSgASpIEJUAAAKAoCkpUACUqSlKgAAAAAAAAAAAAAAAAAAAAAAAAAAAAAAAAAAAAUAAAAAAAFAAAAAAAAAAAAAAAAAAAAAAAAAAAAAAAAAAAAAAAAAAAAAAAAAAAAAAAAAAAAAAAAAjz97n8r3/ujneZ/SOyj8Cke1F733cvr73fnek8M81TwrXeA8Xs89vHk9H9/rm22NWbPv+D/7eHxWpnZWiEwY7Cf8I1ZUejPYYkZs6TJMKSfjI9N0n347JOnqFL6ee0LLWp5Fpw1dULpKlqupju4EXDkRkWCkUlU8qJsotL6YKW3tmwulKVgnIutWJda0mNJgYUeToxG6uRaJgOuWGtFDhw2RlVMKW1aMsTMj9jjvfnDBru+W9G+4GCZdrPL1tGEhi899zB1hHKRP4OVHKqS0qdRFLU9dRZXL+SO2miiyKR+lkXdXZFkemZtetwa3qRbHVw5IU6eHYRsJJ8yenOjrCyM3a4Ut1kU6NN7obOa7Le9iObs3M+LQi/PtDGxXLIs6LWYZ6rc7R2r8re11VdjBxo20cTZ4uDclzJfg96KODt7yNxfxozk3Nkbu5kcXHp0NimJGDpaWjIzsSiNpnHJZc/nuo1I1WR3WJ7nOjcRk2M3Sy/PU0UYUVNIqb/scyPpRwkb6L0YkcTm5UfX8EcCN5FI9yOoRskb218dpxZ+gRjR7dt7UZ+ukmkjQj6EapFxFiO/owowoxyKYv86uvdR8aRga16OVkf6j4ZlyKZGAjKj6hG2jURSNKOwikacqu7pR2SOYdwUj7ar7LHclTd8f3REkD5AA==
20093 | B1-SKD-13102-PYV01B-C4002 | Cu | 2 x 2.5 mm² | 100 | B1-TCS-1311-X31 | BOX TPC/OPS | B1 | 001 | 001 | B1-SKD-13102-PYV01B HAN 3A | SOL PopV TST HPSV 1 FULL STROKE |  |  | DSPW/SUPP.FI | -C4002 | Cu 2 x 2.5 | LOCAL Base Objects¦Cable¦A30¦Z21¦1502 |  |  | B1-SKD-13102-PYV01B HAN 3A | HAN 3A |  | -X31 |  | 2024-06-12 / Panek, P. |  | @@UU@@C@@ABC6AAuMSQpTGMcxjmOc50HOc50IQc6AIUdCEIUpSVJOoCEHQpKlAQpQFKSpKQAAlQAAAAClKQBSVKUpSUKSlSlJSoCkpQpQAKAoCkoUACEqQlKgAAAAAAAAAAAAAAAAAAAAAAAAAAAAAAAAAAAAUAAAAAAAFAAAAAAAAAAAAAAAAAAAAAAAAAAAAAAAAAAAAAAAAAAAAAAAAAAAAAAAAAAAAAAAABCv93l+/r6BOXw/0JqE8BAnUJ+NnXRxeju997y8zzw/TzTo+gPq6frl+Hlt/v87cRc8kr3ixc3/7vg+ymMEUSvZEGdMgH/gEzbSGEwyAqQtwi2T8sqhXnE8cfrQv3VyV9raAgnBuyQkSlBDsxKEPCQwspTgvz3BJjwIWSUhCEYg8QBhgSEJNcFEEv00yAmwQRQ8MFRRC3BYnShz+aoJ7dAk1JvEwXZgbokWQVQhbOTcWF05MV5G+JnSozoT0T4M9Ym0bZS6Lb+FukqRC7Ahc8dkzNqATWCP8BrE1kLJh4BIlEQeiElHH+QmtMcJISBPJISfZy4QJieZvbmfc9/oQncIoA9jgQlt8O/XsCbAraOBDjA5BMHFaMvbEg1ZK/OYbZ3ezZ0ia5fBjErv7AHEZ8dBNCXniqrP+23cqv02W1mo1Zqd8TEJpL2K8S3t2vPo6xMUkyaack8uVD97++hjUs97IBXO/d4MU8pSyQjTkx13q7kgTBeA3LtHDTL+fjEyoZJCb1R6fhQyiWYL2bet9mHNAVIQ7IENXScgnxCbgJoErEqE0nJxidz1CbYmyJAnpE3wTACbOH14Tdv9ACXBOrYOoS/7orjBMQnKJkUmCSBPmxUiUiXFIKv87WjMJ64EoNFYmss/0T1WkxILCgEuidwBNgTICQJjE7QkCY7pHyYxNQJ7gHbAgTvxHe+UO2w7P2/OiogHYA==
20094 | B1-SKD-13103-PYV01-C4001 | Cu | 2 x 2 x 0,75 mm² | 20 | B1-SKD-13103-PYV01 HAN 10A | SERVOVALVE FOR HPCV 1 |  | 001 | 001 | B1-SKD-13103-PYV01-A01 | SERVOVALVE FOR HPCV 1 |  |  | DSPW/SKID | -C4001 | Cu 2 x 2 x 0,75 | LOCAL Base Objects¦Cable¦A30¦Z20¦0522 |  |  | B1-SKD-13103-PYV01-A01 | -A01 | B1-SKD-13103-PYV01 HAN 10A | HAN 10A |  | 2024-06-14 / Panek, P. |  | @@UU@@C@@ABC4AAuPUQpjnOg5znOc50nQdB0IShCUoSpCEpUpIEpQkCUJSkAFJSlQEqSlQAAUoAAKUpKgJApSgJUpSkqApSUgSBKUpSAAAKAoCkpUACVJSlKgAAAAAAAAAAAAAAAAAAAAAAAAAAAAAAAAAAAAUAAAAAAAFAAAAAAAAAAAAAAAAAAAAAAAAAAAAAAAAAAAAAAAAAAAAAAAAAAAAAAAAAAAAAAAAAjzfP2Pb+ivQj635P6RxEetHtt0vT3H0TuSd6eKp3lru6Z/V4PwuxeP+9WTkPqVlz3fZ/9vt71stlWaYStVhP+EY/DkR481h9yMuBJjX0k78jy3Sffm5dyTyaxTFTwWhZa1Na0zVdULpKlquphu5KLnxKSUKkYkVKlPzRNCLTDS9S0PFaWUq10zL1ql9VSYEmBF5+PmwGtci3RMBYN9FDHjwUumBKRp0Y4mRHkL+it/94X929+uJFmttrTJ4MeiYlr5DBiw3NXEI4yJ/Bxo41SWlThRS1PTUWV1P2R1U00WRSPDZF3PziyObN5l3m76EVg+O3BDgc3BwM6M6SeZPLoR0xZGbpb6W56Kann2tGToOC7NlxvUjbsz39SMePPyB0WxcvI81bGXs9Tc2qw7z5FvhRpRk39za67YyL3tRR6HT3tvcRl4UZ0cl8vOhbXtOHm6+s2mnYRf5WrMRlGFu/z2kakbNkX87row7LhX+W1Izab20qsvYqa6L6KmoVMnpdZHMRukbiMKMCOY6vGj5vcjdR7EUj/EcojORt6PfoczN5xGwj18h60ZuJJNkjSjso1SLiLEfTpvovo2JFMHs4t7Wj30i82Ec5/qPdiY0UwrxGJHcEaEbJFI0o6yKRpxqdvSjqkdBE7dV2rHTlTa7/dJIgfA
20095 | B1-SKD-13103-PYV02-C4001 | Cu | 3 x 1.5 mm² | 20 | B1-SKD-13103-PYV02 HAN 3A | SOLENOID PopV HPCV 1 |  | 001 | 001 | B1-SKD-13103-PYV02 -Y01 | SOLENOID PopV HPCV 1 |  |  | DSPW/SKID | -C4001 | Cu 3 x 1.5 | LOCAL Base Objects¦Cable¦A30¦Z21¦1503 |  |  | B1-SKD-13103-PYV02 -Y01 | -Y01 | B1-SKD-13103-PYV02 HAN 3A | HAN 3A |  | 2024-06-12 / Panek, P. |  | @@UU@@C@@ABCqAAuFUQpjmQc6DnOc50HOg6EoQlCUqQhKVJUACVKQhKEqSlSgAQAAFJSpQFKUoAAJSBSQJUBQEqApKQKUpQAKSlKkpSoAAKAoCkpUACUqSlKgAAAAAAAAAAAAAAAAAAAAAAAAAAAAAAAAAAAAUAAAAAAAFAAAAAAAAAAAAAAAAAAAAAAAAAAAAAAAAAAAAAAAAAAAAAAAAAAAAAAAAAAAAAAAAAjzfPy996/Miz+kfAjtqR6Ueu3F5/m+mdmTFO/U7i13bO76PBb7tnw/3+mTadpWXPdvf/bud21MruNUJgtYT/hGvGj9c1hzEZM6THL0k70jx3Sfbmsk8WsUxU8FoWWtTvLTLV1QukqWq6mG7eRcJ7ypQ2UWlU/BEzosuVipalsWLFcMEpSr50F1qwrrWkxJL0d7YeTYNbAi2TnGFcOeikX42BdL0oXUjaz44mRHiL35Qu3btz3cSNDcXzHflmJbAQv8GG5op0xHGRP4ONHGqS0qcKKWp56iyup+KORNNFkUj87Iu9/NJ4auR4pl3295UVfXDDedC/gZkZkk8b9krMjkFkZePnpbpop5NWvRklsmP0I6mNll+lGLLnHycUw4FkeSuTPxc7zcXNxseQrhRpRiZeDd5W5gYsHrRR+7f+LmIw9FGYnV2s2gadXQ6O3um1ejBw623nIyDpfz8qNaNuyM71OBGlGPRrxfHU0UcGvYRdNQqbmD0OsjlRzSN1GyjCjgdbqo7HsRvI3UUj1I5pGcjd0e3Q5+byiMKPTtPSjN8KSaiNKOVG3IuIsR9em9F6MMimx/nFv7iPbSMDfYkcjZf6j2ZFyKbLARjR2RG0jbIpGpHaRSNWNXZ1I65HSHYFI+qq+ix15U3Pv+yIiB7gA=
20096 | B1-SKD-13103-PYV02-C4002 | Cu | 2 x 2.5 mm² | 100 | B1-TCS-1311-X31 | BOX TPC/OPS | B1 | 001 | 001 | B1-SKD-13103-PYV02 HAN 3A | SOLENOID PopV HPCV 1 |  |  | DSPW/SUPP.FI | -C4002 | Cu 2 x 2.5 | LOCAL Base Objects¦Cable¦A30¦Z21¦1502 |  |  | B1-SKD-13103-PYV02 HAN 3A | HAN 3A |  | -X31 |  | 2024-06-12 / Panek, P. |  | @@UU@@C@@ABCSAAt4UQpTHMc5zmOY5znMY5zoOg6EIQpCEKAhSUJShR0KSpIFKSpKAKAhIAAUoAAAUpKlASBKgJABCkoApSVKUBKVISoAAKAoCkoUACEqQlKgAAAAAAAAAAAAAAAAAAAAAAAAAAAAAAAAAAAAUAAAAAAAFAAAAAAAAAAAAAAAAAAAAAAAAAAAAAAAAAAAAAAAAAAAAAAAAAAAAAAAAAAAAAAAABCr8Pf5+z1CS/oTiE+uBOsT8uyfH6+b6XmW+/hD9v3To8QePq8kvN+tX9+erKfZ+cq/NZ4//uy++iMMUSnYgzlIB/4BM2hCsrkB5EKsQuDB+krorzidEemhfLekr6NAEE4NySEiUoIa4lCHOQwspTgrnqEmgcMMAQt9CGIOgAxwJCEicXoJQSzZZATYIIoeCCkohbosXEOe5+1IUbFwSfG78gN4SL8Nyqd4KCIurlkA22YUaxMaXKY0oUbM6Ni8JJ3dguOzRVcxt8lSCF3ouzMkdsBNYI/wGsTWQsmHfEiURB64SUa/xE5EywkhIE88hJ/DbiAmJ6HDq0+n1ISpI3N9DVp4N69TkEyCvJhHGhrAmJi4sIy4RIOm3pyVEqsHD1CclXy4rRMGLIB8Rs00E0On5qc3a3dePubWHDfwGiJ8Alom+ZL2Xkrov7uDa2+wTJuTTe/enanjzIV/AhapltAp04uCyWc7rJDgz204QSoD35cP88olqFkhLcfs76FgmDLZm26u1DmgKUIc4ENPUd4T5xNQJsiXhKRN473dE+j2iaRNAkCewTSCYgTRj92M26+kBLonXkOsSvjFbATKJ4BLVJgkgT6stwS4JdUgp/zt6s4nugSg1XhPjL/+ie2omJBfKATAJ4QEyCWgkCWCcokCWYCOawTuAnEBygQJ4IjlmHyMOfy+JBBAPeA=
20097 | B1-SKD-13104-PYV01A-C4001 | Cu | 3 x 1.5 mm² | 20 | B1-SKD-13104-PYV01A HAN 3A | SOL PopV TST HPSV 2 PARTL STROKE |  | 001 | 001 | B1-SKD-13104-PYV01A -Y01 | SOL PopV TST HPSV 2 PARTL STROKE |  |  | DSPW/SKID | -C4001 | Cu 3 x 1.5 | LOCAL Base Objects¦Cable¦A30¦Z21¦1503 |  |  | B1-SKD-13104-PYV01A -Y01 | -Y01 | B1-SKD-13104-PYV01A HAN 3A | HAN 3A |  | 2024-06-12 / Panek, P. |  | @@UU@@C@@ABDuAAuuUQpjoOY5znQc5znOhJ0JQpKEqQhKUqAlKVKQo6VKSpSgKSoCQKSBIEqSAAAAApIAJUkCkqAlSVKUBSgASpIEKSAAAKAoCkpUACUqSlKgAAAAAAAAAAAAAAAAAAAAAAAAAAAAAAAAAAAAUAAAAAAAFAAAAAAAAAAAAAAAAAAAAAAAAAAAAAAAAAAAAAAAAAAAAAAAAAAAAAAAAAAAAAAAAAjzdvsevxvMjxv6R2XIj7ikelF713bfP2+7O3J3546nfWu7x4PR+NvDj8n9/rl0r1Zc3e7//2+3wWpmeJrhMHDYT/hGzKjyZ7Dwo3dCTJNxJPFI8t0n35rJPf3xTFTTaFlrUyrTn1dULpKlqupfd7sb9RgHQRURkRVU/BE0ItMdMFLWfldcKlKVdLVWB0bWkwpNxHi5b2E32BFpHIUONFDIwZFzGqmFLtenLEyo/YxEzwu4Lt+9HMbGCY+LpVuZpjXYQwURfzbrmm3VEbSJ/BtRtVJaVOgilqeeosrb+aOsmqiyKR+lkXdPgaRcjyzTws+EcLnfuisVcPHC90cOdGdJPlTy6EdYWRu6nxa0u6aKcufGz5bcuWvQjrZG7h1IxbugcjDcsizlss5HTx8HVw4+fk+dXGjQjgX+9zd6XL7vWii9wasyPMxcSMJPpzDZqxt5xcevomFF2bbx8xvZWhiURqaBsaLmB/PZRsRssjcep9CNiMW7w4vmqaqMCKmsVODD6HXR2Ec8jmoxovRxOv8aPq9iN9GxFI9SOkRnI2aPbocOblEXo9Ol6UZvgSTWRqR2Eb0i4ixHd1biNxF8imH/OpztiPbSMDnMSOoxv9R7Mq5FMbARkR2hGlG8RSNaO4ika8iu1rR8JHXG0Uj66ruWPklTZ4fskiSB7gA=
20098 | B1-SKD-13104-PYV01A-C4002 | Cu | 2 x 2.5 mm² | 100 | B1-TCS-1311-X31 | BOX TPC/OPS | B1 | 001 | 001 | B1-SKD-13104-PYV01A HAN 3A | SOL PopV TST HPSV 2 PARTL STROKE |  |  | DSPW/SUPP.FI | -C4002 | Cu 2 x 2.5 | LOCAL Base Objects¦Cable¦A30¦Z21¦1502 |  |  | B1-SKD-13104-PYV01A HAN 3A | HAN 3A |  | -X31 |  | 2024-06-12 / Panek, P. |  | @@UU@@C@@ABC8AAuMSQpjGMcxzHOcxznMc6DnQc6UJAhCDpSpCkqQlJ0nSBSlJUpSkKUBAAAUpQAAAAClKQBSVJUpSUKSlSlJSBSkgOBQAKAoCkoUACEqQlKgAAAAAAAAAAAAAAAAAAAAAAAAAAAAAAAAAAAAUAAAAAAAFAAAAAAAAAAAAAAAAAAAAAAAAAAAAAAAAAAAAAAAAAAAAAAAAAAAAAAAAAAAAAAAABCwcvwfh1bRPH/Qnx8YnhIE6RPyu9U+v01fO8q8zzw/XzTT/UH2dH2y/Hz3v7/S9jLnmlf8mO7//N4fFRFETyy5EGaiQD/wCbmZCwskB4kL+EWuvzyuCvOJ5Y/adfvqkr7W6BBNBbJCRKUEPjiUIWEMLKU0EsHXEmHUhCpdQiIPIAYYEhCTVBPBKX635gOChkQRQlJNC3BYnQ5/RTSE+egSYTW9mQGoSOKuRTNNM1XIIGCS5cl9G+JoShTQhNpmx7tQmc3Sh0XuDE1yiKAQp8tUxi4wE2Aj/AbBNhCyYdQkSiIPTCSjvfmJsTHCSEgTzSEm9vJoxATieh3rKAN7T721CVWeJVakLtB2eGrEJiFbw2Id4DviWY9d9ZuISDbhu0Yb01e04qegTXf9zIJXZjA7potnJkJbYz023K/BRl03qqDJNviYhN0w37SWm5hwdQlkkrw0ZZW40P3v9hCpTud+1CrBXwcFs+U4WSG/uZbtlVMgTFgA3s+qjDTL+eQTOhmkJQer4UNwSqzLm36+1DmgKUIc4ENPQbBPiE3gTriVCUicJs1ifL6xM4mYSBPUJqBLATNh9mE3sG0BLgnTiOkTB3BW0ExieATIpMCSBPox0CUCXFIKf849O4J7IEnNNQnbLv+ieu8TCQXScErE+QBMQmQEgS0T3xIEtrI5LROME7YHdAgT5ojl5A91hzfd9IqiAdY=
20099 | B1-SKD-13104-PYV01B-C4001 | Cu | 3 x 1.5 mm² | 20 | B1-SKD-13104-PYV01B HAN 3A | SOL PopV TST HPSV 2 FULL STROKE |  | 001 | 001 | B1-SKD-13104-PYV01B -Y01 | SOL PopV TST HPSV 2 FULL STROKE |  |  | DSPW/SKID | -C4001 | Cu 3 x 1.5 | LOCAL Base Objects¦Cable¦A30¦Z21¦1503 |  |  | B1-SKD-13104-PYV01B -Y01 | -Y01 | B1-SKD-13104-PYV01B HAN 3A | HAN 3A |  | 2024-06-12 / Panek, P. |  | @@UU@@C@@ABDqAAunUQpjHOdBjnOdCDoQhB0oOlKUoQlKVKAkCkpUlKEAUlKlJSoCVKApIAKSAAAAApIAJSpSUgSBSUqAlSQASpIEJUAAAKAoCkpUACUqSlSgAAAAAAAAAAAAAAAAAAAAAAAAAAAAAAAAAAAAUAAAAAAAFAAAAAAAAAAAAAAAAAAAAAAAAAAAAAAAAAAAAAAAAAAAAAAAAAAAAAAAAAAAAAAAAAj0dzte/yP2R9TyP5R8yPCUj2oyPfd1vX3O7O5J355KnfWu7x+Hs8tvFh6P68+bSyKzaO94P/t4LrUzsGmEv5thP+EbuVHo0WH4oz7KTLMSSeOR6bpPDosk6O8KbFPLaFlrUzLTm1dULpKlqupbJrRcOeiojBFVT8kTZRabFL6Wsy+a4XylKvlqrE6FrSZEmJHj5MjGal6LSOoUOYihlX5V0xJgXZ9OaJmR+psE/SF2u7lZEbzUvmHDnmwteQrF+eS/ZrpiOIifucSOJUlpU6CKWp66iyuLzI4026LIpHnsi7paBZHpmblt/lvUi2Orhww+R0cedGdJOwnp0I4hZGfq81LdJFOTc2GjLbDkfRg9iOPP2da2JtZd1GfFp2x1l2S9ciz1Wsxrq2tOHK6uFzDst2/hRpRtsfBv6pcyXe9FGvj5SNLJwIzk5egb+7g53Bt8JiRdn39xt4NDIojaaJNVc+5e/jto3kb1kceDI9zso1Iy6Odl7FTcovRU3RU1+xxo7SOcRrRsIxo4XH1kfZ8Ea0akUj3I+MjZI1bX+bTg0cgjIj26XtRo6iSbhG2j6Ubsi4ixHd28SMSMkimP+/l5mpH+Ui9zGwjiYP9R8My5FMF5GVH1iNKN0ikbiOmikbmVXb3EdQj5x1xSPuqvtsdeVNXi++IkgfEA
20100 | B1-SKD-13104-PYV01B-C4002 | Cu | 2 x 2.5 mm² | 100 | B1-TCS-1311-X31 | BOX TPC/OPS | B1 | 001 | 001 | B1-SKD-13104-PYV01B HAN 3A | SOL PopV TST HPSV 2 FULL STROKE |  |  | DSPW/SUPP.FI | -C4002 | Cu 2 x 2.5 | LOCAL Base Objects¦Cable¦A30¦Z21¦1502 |  |  | B1-SKD-13104-PYV01B HAN 3A | HAN 3A |  | -X31 |  | 2024-06-12 / Panek, P. |  | @@UU@@C@@ABC6AAuLUQhjHOc5zHMg50HMc6DnUc50IQk6UJAlCUgQlCEnQACVJSoCVKApIAAUkAAAABQFKQBSVIApSUJSpSlISACVIQAAAKAoCkoUACEqQlKgAAAAAAAAAAAAAAAAAAAAAAAAAAAAAAAAAAAAUAAAAAAAFAAAAAAAAAAAAAAAAAAAAAAAAAAAAAAAAAAAAAAAAAAAAAAAAAAAAAAAAAAAAAAAABC2PN5Py7OkT5/T/QnAJ6CBOsT9L3ZTxe6rzvmXkeaH7uSin7Q+/q/CfV7L/9/tfxFznmv14p//k9HLajYimb9iDRakB/4BMmVDAYJA5UK8AtVXsm4K8wn5x7aV/G6SAd3MBBRBuShJMwQ+mJhDAQwszRBOkScEJvIQqXkIiD1gGGBIQkuwUwTPqz0AUsEEUpaKIW2LE0oc3726QpzWhKBOJ3pA3BI36pLdFFDbW6krjsrRrEzpaUzoUaKPluCbRmKXPVwatlqJ57gIXc9VGLwAJrBH+A1iayFlh7gkTEQe6EmNf6icaWQkiQJzyJR38mECgT2te3o28/ShRcIpA3d5DTn7nbvYhMQrWOFDvAaxMPDfGd8SDoyXcFU3ujvRe6hNfj0UzjEqwYgOI046ShCenJNy9dxUU+Hjy7deC/V45jJNreEsExlmPITc03c+jsE2ZTcpxTtWIbtfaQxKZrALld7tbNGM1Moasdl2u7bkEwVgaaO3TP8+UTIhjkTVbPf5EN/aEqwZMuqvfhywFtCHMBDb6jWJ3RNsE0iXRLYmo8PCJ9PwEziZhIE94m8CYATLh+OE3djoAS4J17J1ibHCK2AmIT5hMalAJIJ58VoS0JcUgt/5waNoT4wJSaLonGXv9E+F8oEgvFIJUJ9ACbImMEgSwTgEgSyojy2CeAE74HiAgT64j6vIHiYcvL9iKiAfIA==
20101 | B1-SKD-13105-PYV01-C4001 | Cu | 2 x 2 x 0,75 mm² | 20 | B1-SKD-13105-PYV01 HAN 10A | SERVOVALVE FOR HPCV 2 |  | 001 | 001 | B1-SKD-13105-PYV01-A01 | SERVOVALVE FOR HPCV 2 |  |  | DSPW/SKID | -C4001 | Cu 2 x 2 x 0,75 | LOCAL Base Objects¦Cable¦A30¦Z20¦0522 |  |  | B1-SKD-13105-PYV01-A01 | -A01 | B1-SKD-13105-PYV01 HAN 10A | HAN 10A |  | 2024-06-14 / Panek, P. |  | @@UU@@C@@ABC4AAuNUQpjnOdBzoMc6EHQc6EJQhCUJShKEqUpSlAShKkJUlIFJSBQEpAlIAAUpQAKUBSQJUACgIUpSkqApSVKSBKUqSkAAKAoCkpUACVJSlSgAAAAAAAAAAAAAAAAAAAAAAAAAAAAAAAAAAAAUAAAAAAAFAAAAAAAAAAAAAAAAAAAAAAAAAAAAAAAAAAAAAAAAAAAAAAAAAAAAAAAAAAAAAAAAAjzdzset+Dyo+l9z+UdIj0o9duPz9t8s7cnen6VO8td9Rn9Hf+y7J4f606+yzqvz/Q/+u73rX2VZohKyWE/4Rk8GVHhvsOei/EkysKScsjx3SfXm5tyTxahTJTv2hZa1OVactXVC6SparqW3kWx17istRLCkl0in3omwizWpgpayhaUpVpZVS5VSYElsCOXyYmA22BFv1bZYOcihta9MVl0wplNGzfEvR4jG/OF27d+NIxo0ttdMnf6GxMi2EMtEY8uS7P0hHIRP3ORHIqS0qcSKWp56iyup+SPiTaosikeCyLveziyOGdFfvt/yorFXDDyN7o4uFnRnSTEnjzo+EWRfx5+BLvdRTaftp2b/fXWzX5HoRx2Z8OlGPNsj4GK5ejyVvNzRdm5PNh18nNfHrVdz0bSMG9uX9dj3mD1oo8zg4OZsov6CM6MW6+TdFrtvU4eht8TUxIwY9HFpzkZhkb38dlGpGmyNh10aXE4GpGbT1dya/YqcyjCipqFTX87qI4Uc0jdRrIxI4XJ00dr2I3UepFI/tG+RnI3Nj/Nhzs3lEY0enZelGbjSTaI0I66NMi4ixHz6MKMKMcimL1dPf20f5SMDGj23+o9mRlRTWYCMiO0I2EbRFI0I6yKRoyqdnQjrEciJ81V3LHVlTV9vdJIge0A
20102 | B1-SKD-13105-PYV02-C4001 | Cu | 3 x 1.5 mm² | 20 | B1-SKD-13105-PYV02 HAN 3A | SOLENOID PopV HPCV 2 |  | 001 | 001 | B1-SKD-13105-PYV02 -Y01 | SOLENOID PopV HPCV 2 |  |  | DSPW/SKID | -C4001 | Cu 3 x 1.5 | LOCAL Base Objects¦Cable¦A30¦Z21¦1503 |  |  | B1-SKD-13105-PYV02 -Y01 | -Y01 | B1-SKD-13105-PYV02 HAN 3A | HAN 3A |  | 2024-06-12 / Panek, P. |  | @@UU@@C@@ABCqAAuCUQpjHQc6DnOc6EHQdCEoShCkpShKEqApQEJQpSEJUhSlASlSgKSlIAKABIAAQACAJUBQEqUpSQKApCgKUlKkqSpQAKAoCkpUACUqSlKgAAAAAAAAAAAAAAAAAAAAAAAAAAAAAAAAAAAAUAAAAAAAFAAAAAAAAAAAAAAAAAAAAAAAAAAAAAAAAAAAAAAAAAAAAAAAAAAAAAAAAAAAAAAAAAjzd3s+rwvKin9I4EcqkehHqtw+bufRO3Jin3VOZa7lO/5/Db6tX8/758mu5VZc/Lf/9ubv2plYGiEvtYT/hGnVR+WWw6iMmZJjmBJPBI8d0n05rJPFpFMVPDaFlrU8C06VXVC6SparqW6KLTFURi6y0oVLSKfaiZ0WYqX0tg571wvlKVaWqsDftaTCktgR9fkwrzoL0W2ih00UMapfjWmBNUsLtGvkiZEeI1OeueF+5dt0jEjZdBdMe9mmJa8hg+/DdrdcRxET+DiRxKktKm+ilqeaosrj/BHYTRRZFI/GyLveziyPFMm42/1RWCt6HTb+CzIjIknjfolZUcYsjJ8G6lvdRTyaM+OY9Xr+dFcWNlmpoRiy5xvcLDesjgrr+Xscf7ZdzGx9krqo0I3mbe3O06F7Ff6kUYX7uls7aMW+jMS2XENfR1d/RyF6LursNGjMRkHW9z+fnRpRpsjBrPS7SOpf29lGbTf8nUy9mps0aiKm0KnR8740Z0e2RuIxI1Ebz4vhR3PWjcR0UUj0o3SM5G3rezWdPN5RGFHo13oRm4Uk2CNCPlRpkXEWI72jAjAjDIpqf57+7tI9lIvbrEjjar/UevIuRTVXkY0d0Rro0kUjYRwIpGxjV3NhHIRyDhFI71V81jklTa+zmiIge0A=
20103 | B1-SKD-13105-PYV02-C4002 | Cu | 2 x 2.5 mm² | 100 | B1-TCS-1311-X31 | BOX TPC/OPS | B1 | 001 | 001 | B1-SKD-13105-PYV02 HAN 3A | SOLENOID PopV HPCV 2 |  |  | DSPW/SUPP.FI | -C4002 | Cu 2 x 2.5 | LOCAL Base Objects¦Cable¦A30¦Z21¦1502 |  |  | B1-SKD-13105-PYV02 HAN 3A | HAN 3A |  | -X31 |  | 2024-06-12 / Panek, P. |  | @@UU@@C@@ABCSAAt2SQpSnMc5zHQc5znMdKEHQc50JOlJ0JSA6UgSlCTpOlQAAQBQFKSlSgAUkAAAUBKkqUpSgJABCkpUBKUqUBKVISoAAKAoCkoUACEqQlKgAAAAAAAAAAAAAAAAAAAAAAAAAAAAAAAAAAAAUAAAAAAAFAAAAAAAAAAAAAAAAAAAAAAAAAAAAAAAAAAAAAAAAAAAAAAAAAAAAAAAAAAAAAAAABCv/Rx8nR7RJf0J2hPrgTnE9HRPue7w/U+Fbr+UP2eSdPGH3c34S8363v79N7GYfVK/5qeT//t+/8bUX4pKeRBnKQD/wCbuVDAYJAakL2EWuv9JWxXkE88eyi+W5JX15QIJwaZISJSgh3olCHIQwspTgloElggA1wwBC3YYEg84BhgSEJFyCkEjNdpMCjBBEktE4WoWJUQ5P2qoFMtoSfppldVAOsJFeuTclObUttkAZMF8pCl8SWZKjMhTPPfhC4JumUm5r29hbpK0CFX53L1MHbATYCP8BsE2ELJh1CRKIg90JKNnoE7yWQkhIE9UhJ6+nhXvxQT1t/Rn9ntQlURp4UIzdfVbpiExCu28OBDvATEv93cGWsSDlsw1ld3Xy8wkbb3HgyCV4MQGw36qE0NlrR3+11JcWiuu5xlkT4RLBKzBh29Oem5n0dAmKSda9+9WamTIhucKGNTFWBVucOKVhvskOrksqvAlYHBLr/z8wliGOQlmH36ULBK8dmTVr03+xDvQFOzdQm74EN21zG0T5ROAE4BLolsTUbdgng+AmgTMJAnvE0AmAEzYfjhOrf5QEtic+I5xL/EK2AmMTjEyKTBJAnix2hLQltSCr/O5n3RPjAlDPcE2l3/RPheJiQXSgJWJ4AExCZASBLBOyJAllZHz2CcQJ2wOwBAniiPpmHyMO75fGgggHSA=
20104 | B1-SKD-13106-PYV01A-C4001 | Cu | 3 x 1.5 mm² | 20 | B1-SKD-13106-PYV01A HAN 3A | SOL PopV TST LPSF PARTL STROKE |  | 001 | 001 | B1-SKD-13106-PYV01A -Y01 | SOL PopV TST LPSF PARTL STROKE |  |  | DSPW/SKID | -C4001 | Cu 3 x 1.5 | LOCAL Base Objects¦Cable¦A30¦Z21¦1503 |  |  | B1-SKD-13106-PYV01A -Y01 | -Y01 | B1-SKD-13106-PYV01A HAN 3A | HAN 3A |  | 2024-06-12 / Panek, P. |  | @@UU@@C@@ABDmAAulSQpjHQc5zoQc50nOdCEISlCUpShCVJUBKUoUBKUJAhKlKSkAFKAlKgAAkAAKApKQKSlIFKUlKlKUpSQASpKVJSoAAKAoCkpUACUqSlKgAAAAAAAAAAAAAAAAAAAAAAAAAAAAAAAAAAAAUAAAAAAAFAAAAAAAAAAAAAAAAAAAAAAAAAAAAAAAAAAAAAAAAAAAAAAAAAAAAAAAAAAAAAAAAAjy9rr+30I8T+kdxwI8BSPWj8ntu6fp+jtztSd6ffU7y13dPB6vwtox+T+/Hr8dhVr5fq7v/2+vv2pleFphL+/YT/hG1ro8maw15GZJjl6SeGR5bpPs2LJPg2hTFTPaFlrU1LTlVdULpKlqupbkItMVRvIqIx1UiniRMyLMVL6W83PsLpSlXxaqwOda0mFJbAj7v2wrzbXotI4ChvIoXY1pemK7ToyRMiMHlKmKqfpC/k3X7mJFtlt4EVUyb2WY1ryGD8cN2LgEdQifwdRHUVJaVOcilqemosrh/NHVTRRZFI8dkXdDcZxcjzTdZcA3XJ9CKw1+u9Dmt/WzIzJJ8KebOjhFkbHT5iW6KKefViZcluiyepHocOXW0IxbGcZGzhvXIsutZqZNGv8XQ4Ohy9jbfGtvouRvM/N5OWXMN3tRRhbunbbaMXNRrE7GUbmDRjb7e39POaylIu39TT++RnSNhmRtM1y9/PzI2UbNkex8qNlGHTyOVi61TVRgRU2RU5HW9TiR10cwjdRjRhRvOLqo+f3I3EbiKR7Ec8jMRuZ/fncvL5xGFHr471oy8CSaSNCOwjVIuIsR29GBGBGGRTW/zpbu0j30i9usSOkxv9R7tdcimNeRkR2RHHRqIpGlH0opGnIrs6UdMjiHCKR16r5LHFKm19vckJIHGA==
20105 | B1-SKD-13106-PYV01A-C4002 | Cu | 2 x 2.5 mm² | 100 | B1-TCS-1311-X31 | BOX TPC/OPS | B1 | 001 | 001 | B1-SKD-13106-PYV01A HAN 3A | SOL PopV TST LPSF PARTL STROKE |  |  | DSPW/SUPP.FI | -C4002 | Cu 2 x 2.5 | LOCAL Base Objects¦Cable¦A30¦Z21¦1502 |  |  | B1-SKD-13106-PYV01A HAN 3A | HAN 3A |  | -X31 |  | 2024-06-12 / Panek, P. |  | @@UU@@C@@ABC4AAuLSQpjGMcxjnOc5jmMc5znQk6EJOlCUoAlSUIQBSEJSgCgJQkCgKSlSQAUpQAAABIAKSlSQJUBKkJSlIEqSBSFJQAAAKAoCkoUACEqQlKgAAAAAAAAAAAAAAAAAAAAAAAAAAAAAAAAAAAAUAAAAAAAFAAAAAAAAAAAAAAAAAAAAAAAAAAAAAAAAAAAAAAAAAAAAAAAAAAAAAAAAAAAAAAAABCxfbx9PMJ6P6E8e8J+RAnQJ7PX0z8Hw8X4PiXyvJD5PLNP+Iebnul6fdg/v24LS9+ssPqt63/+TzeeiMcTyz5kGaiQD/wCaNKFhZIDAJYLXX7pUivIJ645Z1/OqSva2AIJoLZISJSgh9EShD9CGFlKaCW0JLHCbiEANakHqALIEhCRVBPBL067ZgJ2CCKBpJoW8LEp0OT96Zwn00CTCa3syAwCRXBR9E0zSsLluwo4RNhMTTBFiE/Vm0xUJmNEyEQ7FeDrysb5NSgTwoXtFc05vAJwgj/AcInCQsmHbEiURB8ISUcHsE4UthJCQJ7ZCTdrLsZAJxOVt2bKQNnV+31cyE18iqrsoberclVcJcK4ByIcAHcEx8vBhGbtiQe/JXZglv4N3nE5ju2ceYS/juAwGrLOTISqjRTr3dnf26Otg6s3eMs+4JQJeLMmYlrvatnpExyS/lo0yz6bkMO2hUp3bQL2GvR2LZ8puSghDr5steKqASzEhbnnx0S/n6xMyGaQlHx40MwlV2XPtX9yHPAUoQ6AIaec4hO+JsgmoSoSkTWcXcE+z5CaRNAkCfETsAmME0WfOw2sXvAS8J0ZDoExborcCWid8TKpMCSBPvtoEoEvKQU/5vas4nzgSc1VCdsr/0T5YCYSCsnBL4nhATIJlBIEuE7wkCXXyPBcJvgm6B9IECfdEeHwBxMOjz+MFRAOoA==
20106 | B1-SKD-13106-PYV01B-C4001 | Cu | 3 x 1.5 mm² | 20 | B1-SKD-13106-PYV01B HAN 3A | SOL PopV TST LPSF FULL STROKE |  | 001 | 001 | B1-SKD-13106-PYV01B -Y01 | SOL PopV TST LPSF FULL STROKE |  |  | DSPW/SKID | -C4001 | Cu 3 x 1.5 | LOCAL Base Objects¦Cable¦A30¦Z21¦1503 |  |  | B1-SKD-13106-PYV01B -Y01 | -Y01 | B1-SKD-13106-PYV01B HAN 3A | HAN 3A |  | 2024-06-12 / Panek, P. |  | @@UU@@C@@ABDiAAugUQpjHQc5znOc6ToOdCFISdKAIQlCgKAoCVISA6UqSBKlASoCkqSBKgAUkAAAUpSlKSpIAJSBKkgSpSgASpKlISoAAKAoCkpUACUqSlSgAAAAAAAAAAAAAAAAAAAAAAAAAAAAAAAAAAAAUAAAAAAAFAAAAAAAAAAAAAAAAAAAAAAAAAAAAAAAAAAAAAAAAAAAAAAAAAAAAAAAAAAAAAAAAAjz9vsevzI+h4X8o5Ud4pHpR43ru2+f5u5O3J3Z99TurXfWd70eK2vH5P6/LLpYVZc/0/Z/9rfdamZjaYS/7bCf8I15EeTPYZZGdJjl6SeCR5bpO9msk5NYpip4rQstanfWnDV1QukqWq6luei0xVHRRSRjJTwomhFmKl9LfrxWF0pSr4tVYHJa0mFJbAjwYsK8316LSPDylhwooX5FpeltW7kiZEfmYcxX4Qv2XcGJG8u9ukVUydHPMS15DBu4bs3SEbSJ+5tRtVJaVORFLU89RZW3xo6ibtFkUj8bIu97QLI8sy7HBscyLbmu1444eZfyYc6M6SddP00I6osjPtycKXdJFObXjbmjLd0mXG9COp5mjDqRj0aRlblyyLOa1mBnu+LTwbOnkzN1hct/Gi9HEy48uuXMN3rRRo26WtGHjRmJ8Gcb2vG3+Lj1cDcUpF2bh1tX7ZXOSNxoHuWXP47KN5G9ZHZep2EbyMWrM48fw1NVGBHFabwqbNnodZHxo4iOgjIjCjkdbqo7XsRsRz0Uj1I90jQRz+d/nOcefmEYUenS9KM/TSTURuo7CNci4ixHc3cCMCMMim5/fv9DfR/lIvdBiR0WN/qPZlXIpjXkZEdoRpRrIpGpHKikasivl1I2kdYdcUj56r5LHUlTf7/1QSQPaA==
20107 | B1-SKD-13106-PYV01B-C4002 | Cu | 2 x 2.5 mm² | 100 | B1-TCS-1311-X31 | BOX TPC/OPS | B1 | 001 | 001 | B1-SKD-13106-PYV01B HAN 3A | SOL PopV TST LPSF FULL STROKE |  |  | DSPW/SUPP.FI | -C4002 | Cu 2 x 2.5 | LOCAL Base Objects¦Cable¦A30¦Z21¦1502 |  |  | B1-SKD-13106-PYV01B HAN 3A | HAN 3A |  | -X31 |  | 2024-06-12 / Panek, P. |  | @@UU@@C@@ABC2AAuGSQpTGOcxkHOc5jnOc6DnOg50HShCEIApCgIQpSDqQlKgKShQFKSBSQAAlQAAUBQAKUhSVJApSkKSlIEqSACVIQAAAKAoCkoUACEqQlKgAAAAAAAAAAAAAAAAAAAAAAAAAAAAAAAAAAAAUAAAAAAAFAAAAAAAAAAAAAAAAAAAAAAAAAAAAAAAAAAAAAAAAAAAAAAAAAAAAAAAAAAAAAAAABCvfV4O3qE+z8/6E4hPwIE7BPR5+2jk9ni+t8S870Q/fzzo+4PJ15Jfr6rn9+m5hLf7Su+bD5P/5/x8tMX4oldxoM6ZAP/AJs5kLCyQFwSwWuv1StCvQJ549dC/lVJX4MwEE4NUkJEpQQ/pEoQ6CGFlKcEtsSV+E4EIAaxII8wBZAkITKoKIJYtUgJsEEUDSThbQsUIdFH72pBRlpEmJyO/IDbEiuCnhnNtLvSXJjvI3hNCU30jQhRpntVCZTPQhEOiLm7gayVAIWrKp3uIBNYI/wGsTWQsmHUJEoiD2Qko5PQJrTDCSEgT0yEnw47AJietu6M+jv9SE7ZFAGreQ+Xa4N6vCJhFbo2IawK+USzkujLhEg6cld+y7PiufDv3OsT5J9RHzZRLk8GQC6T05KShCXTFu3XRsWbPVpuX8Ox3iunfEpE3TBhxktVvPo7RLJJpowSzZsSFzcQwKd7CBbu17uCeI3pQQhtY8VV2qAS/dAwaKN+mX8/QJkQySE7tr28yGyJXjyZcFndvcEOWAqQhzAQ1dZyifOJtgmkSoS0JuHLrE8PuE0CZxIE9om+CXwTPZ77DcvdICWxOzAdgl7jFcQJhE8AmNSYJIE8eGkSkS2pBa/zj0bInvgSg0VCayv/RPdcJiQVlAJsCeEBMAmMEgTEJ8QkCYtgj6cQnxgnGB3wIE8cRzcwa2HL5ftUUQDuA
20108 | B1-SKD-13107-PYV01-C4001 | Cu | 2 x 2 x 0,75 mm² | 20 | B1-SKD-13107-PYV01 HAN 10A | SERVOVALVE FOR LPCF |  | 001 | 001 | B1-SKD-13107-PYV01-A01 | SERVOVALVE FOR LPCF |  |  | DSPW/SKID | -C4001 | Cu 2 x 2 x 0,75 | LOCAL Base Objects¦Cable¦A30¦Z20¦0522 |  |  | B1-SKD-13107-PYV01-A01 | -A01 | B1-SKD-13107-PYV01 HAN 10A | HAN 10A |  | 2024-06-14 / Panek, P. |  | @@UU@@C@@ABCwAAuHUQpjnOdBznOc50HOdB0JQlCUIQhSUqApKgJQlSEqSACUpUBSVASBQAJAoAFKApIEgUpQFJSBSVAApKlJSpSUpSAAAKAoCkpUACVJSlKgAAAAAAAAAAAAAAAAAAAAAAAAAAAAAAAAAAAAUAAAAAAAFAAAAAAAAAAAAAAAAAAAAAAAAAAAAAAAAAAAAAAAAAAAAAAAAAAAAAAAAAAAAAAAAAjzfR8vsedH1u+/pHSI9SPZbk9HadudqTuz9andWu+wz+nwffdi8f968m2wqyZvqxf/bud216yrNuErVYT/hGLw40eLLYfcjLgSY19JPwkeS6T7c3OuSftsFMVPBaFlrU7y071XVC6SparqW30WeRWOolhSTFSpH4omhFzapepaFSlKtLVUuVUl5J376L3lo2MJfRdZ4uQq4ONFDVkw0umBNO3kiY0fuYM29Ut4YX+bdf2ka2xeiY/y9/RMV+rrEMGLauy8gjqET+DqI6ipLSpz0UtT0VFlfJ+aOqmmiyKR+lkXdHOLI450GXfc3zorBXHDgcLn4MyMySeVPJnRyiyMvT4Et8KKanm158nxK6ObLsZHpR09GDWjFo0jIwXMqPLXwYsHY1XsfMv4r2hvuxdVXuJF9GXXu6+uw7y97EUaHN0bqOHLxIzo3m7xi27scXHsyNbAi9xavPmIyjBtNFb/89lGtGuyOsjW5jnNxGfNsmLr1NlF5FTcFTH6HKjhRvkbyNpGBHC+PkR8/tRuo9aKR/iOeRnI2aPdocGbzCMKPVtvUjN0kk1EaUdZGuRcRYj6dN9F9GGRTB6+Tf2I91IvMKOg/1HtxMaKbS8RiR2RGhGoikaUdVFI041Pm0o5SOVE7dV1rHVlTc73cEiB7wA=
20109 | B1-SKD-13107-PYV02-C4001 | Cu | 3 x 1.5 mm² | 20 | B1-SKD-13107-PYV02 HAN 3A | SOLENOID PopV LPCF |  | 001 | 001 | B1-SKD-13107-PYV02 -Y01 | SOLENOID PopV LPCF |  |  | DSPW/SKID | -C4001 | Cu 3 x 1.5 | LOCAL Base Objects¦Cable¦A30¦Z21¦1503 |  |  | B1-SKD-13107-PYV02 -Y01 | -Y01 | B1-SKD-13107-PYV02 HAN 3A | HAN 3A |  | 2024-06-12 / Panek, P. |  | @@UU@@C@@ABCiAAt+UQpjnOkxznOc6EHOdKEJUhKUpQhKEgABKkoSpSEJSBSgKQoAFKQpQAKAoAAJSBSUqAlQFJUpSVKAlKgKShSkpSAAAKAoCkpUACUqSlKgAAAAAAAAAAAAAAAAAAAAAAAAAAAAAAAAAAAAUAAAAAAAFAAAAAAAAAAAAAAAAAAAAAAAAAAAAAAAAAAAAAAAAAAAAAAAAAAAAAAAAAAAAAAAAAjz/Rx+vzI/J/SOsjtqR6Ueu3X8/z/TOSS+fjU7i13bPs9Hgt9uPx/34suyxKy5+13f/t3brUzO40wmC1hP+Ea8aP1zWHeRlzpMkwpJ90j9rpO9nsk5eaKX08FoWWtTvrTo1dULpKlqupbcRaX1EdRUoVMdKR+CJoRa5fS1LfnksLpSlYJaqwt+1pOYk+/EjB5KNtewous4Cw3kUjBjWmBKFtOnHEvRymLKV4YbOH3cG5zsiMLac1iiZt7YmRbAPFUSYst92jgEcJE/g4UcKpLSpvopannqLK4vCjsJqosikfpZF3V0CyOWZeg3PKisNdOHTbzfxZkZkk5X7pWdHELIzfB0Et1kU8mrPkmTHqehGbf4fK2JfqRk0Xj32K5ZHXq7Fj83V5zCv5rjLbqLkdJl17fyM/vYWPD60Ua2Hc7G0i/po0ExZtA03at3e1cRgRdu62rpZyMw6n8/KjWjVZGv1PjRqRk2ejf8VTZowIqaRU2/Q7KONHPI20XoxI3XZ4kcnsRto2kUj1I3iNBG1se3YdDP5RHMR6dl6UZ+BJNRGlHGjXIuIsR9WnCjCjmSKYv84OftI9tIwOevRwsb/UezKuRTGwEZEcgjZRrIpGpHaRSNWRXJqRwEdgfMKRyVXw2OzKm13/rgiB7g
20110 | B1-SKD-13107-PYV02-C4002 | Cu | 2 x 2.5 mm² | 100 | B1-TCS-1311-X31 | BOX TPC/OPS | B1 | 001 | 001 | B1-SKD-13107-PYV02 HAN 3A | SOLENOID PopV LPCF |  |  | DSPW/SUPP.FI | -C4002 | Cu 2 x 2.5 | LOCAL Base Objects¦Cable¦A30¦Z21¦1502 |  |  | B1-SKD-13107-PYV02 HAN 3A | HAN 3A |  | -X31 |  | 2024-06-12 / Panek, P. |  | @@UU@@C@@ABCOAAtxUQpTHMcxzmOc5zHMc50nQhB1IShKEIUpKFKShCEHQpKVAQBSgKUhIAAUoAAAUBKkgUpSlJABKUJABSUoUBSEpQAAAKAoCkoUACEqQlKgAAAAAAAAAAAAAAAAAAAAAAAAAAAAAAAAAAAAUAAAAAAAFAAAAAAAAAAAAAAAAAAAAAAAAAAAAAAAAAAAAAAAAAAAAAAAAAAAAAAAAAAAAAAAABCw+Hk7OkTm/oT5BPugTrE/Xsnv+zl+x5VvPmh+/xzo8Qfh1flLm/av+/RXkKvTLBzZJf/4/x/O5GGKJTtQZykA/8AmbtIYTDID9EK8It+/zyuivlE88dFC+SqQB++gCCcGzJCRKUEPliUIeYhhZSnBL4RJJigHuwwBAl6CEPOAY4EhCZVBRBLopkBNggihLhOFlSLLmuIeqkJRou3BJy4XdmBuCRehp3pzaVhW3JgRviayXMKRrIUa89FQlGxnNBS68IYO5Y1kqAQpqqnh598BNQI/wGoTUQsmHcEiURB7ISUavQJxpbCSEgTnkJPezWATE6HBp2PVvISpI7e4hty193cqsEsFdWAcaHEBMTFwVjLZ7okj15sdZXfzb3UJxdJ4LMwl/FaBwldNBNDpuS0cHHpr037+i/yFkUbglwTuGKzjzT2qtjT2CWSTPouZZ5cqFe2hkUx5AKcG3ZK0+Zkhw7WbLdwAlYGW7P4v5+kSrKhbMS7l9vIh89GYTBbloz7OD44c8BdQh7QENPUeATdE0gmcSoSkTaO/xifV7hNcTWEgT2ibYJiBNGP34zt4fWAl0TrsOsTD3hW0EyCfQJlUmCSBPtyXBLgl1SCn/O9sZxPfAlBsVCcRe/0T3VkxILxQCXxPCAlgmUEgS0TkEgS2+Ry2icAJ8oH1gQJyRG/MO+w5/J4lQEA+AA==
20111 | B1-TCS-1301A-E8001 |  |  | 30 | B1-TCS-1301A-A21 | TCS/TPS CPU and PWR cabinet | B1 | 005 | 005 | B1-CP-13701-P4 | BOX OF GEN.AVR, SYNCHR.AND MEAS. | B1 |  | DSPW/SUPP.FI | -E8001 | IE TP CORD RJ45/RJ45 CAT 6A | @30¦Z30¦A50¦A10¦A20¦A10¦A10¦A45¦A50¦0001 |  |  |  | -P4 |  | -A21 |  | 2024-05-29 / Panek, P. |  | @@UU@@C@@AA/kAArKUQpTGMY5zmOc5zHOc6EIQdJ1IQlCEIQhCUASpSEIOlCEqABSkgABKlAUoClKUpQFKUBQEIAlKFJSoCUqSpKVJUoAFAUBKFKApKkpSlQAAAAAAAAAAAAAAAAAAAAAAAAAAAAAAAAAAAAKAAAAAAAAAAAAAAAAAAAAAAAAAAAAAAAAAAAAAAAAAAAAAAAAAAAAAAAAAAAAAAAAAAAAAAAAABCwd3o84n1fT6BPD+3ZE7cCekT1/l4aOr53urfXn5yf2pz4/x/qd3yf3h72I+jLLB0/WTj7/wvzkRLv5AGf3SAf/ATD4ttDxxf6wGDELRZc1rk7gr0qeWuhc3RIX9GyDJKRKUGUk0xOJrDKJwSziSOmE1IpQgW5B4ADCJAkiiCiCXTJkQRNlBBSRC0i9/zUNMExIE8DsiSAnXJoWWLDWhcTMEq7GIlrT8dYmwBaWlLju2VeTC2E9xC4CFN29eugU3tsBOQEf4TSJpIWRDtiRKIg9EJKOPxCcY5oCQkCfnISe9nxATE5PK72vilouARnEi4R2NyjvbaHLFolorXUvYA4xLPf2llYJB5sfChLFe5tS9Zm6hOIwcme9Rk/X4NcSm/l1AK+1RQY9BUp8Pvdens8XLpneuoburBVu4SrfEqE1dWWTX2ivZl6hK7ZhRn3ymyxSzP++xbfzb/BOwTNHLu9eMteJE2ANpDWvU/z8QmDhkJq1WiWVaOaWbm2rOGHFAUX5DVlAowdR2xI0Ce6CW6wmITtWCbhTzcokdz1iZxP9EgT0ibgJjBLtvstLNmPOAlYn+fLjJCYOIVyAmMTMJlUmCSBPbQJQJUJBTT6ji62oJ7YEoLgm+f8J7LxYJBcKAS6JP5AEviYwSBLRO4JAmi8fHjE4AT5gN4DSJKI4JBpYej7BBVX3A==
20112 | B1-TCS-1301A-E8002 |  |  | 30 | B1-TCS-1301A-A21 | TCS/TPS CPU and PWR cabinet | B1 | 004 | 004 | B1-CP-13501+ER-U100 | BOX OF GEN.EXCITATION | B1-CP-13501 |  | DSPW/SUPP.FI | -E8002 | IE TP CORD RJ45/RJ45 CAT 6A | @30¦Z30¦A50¦A10¦A20¦A10¦A10¦A45¦A50¦0001 |  |  |  | -U100 |  | -A21 |  | 2024-05-29 / Panek, P. |  | @@UU@@C@@AA/OAArBSQpSmMcxznMY5znOg6EnSdCDpSlCUgUhAFJSdSUIQhSFIABAFAAlIAKABQAAUpIFAUpSkJUlKUpSoCUqSpKUqUAClAUBKFKApKkpSlQAAAAAAAAAAAAAAAAAAAAAAAAAAAAAAAAAAAAKAAAAAAAAAAAAAAAAAAAAAAAAAAAAAAAAAAAAAAAAAAAAAAAAAAAAAAAAAAAAAAAAAAAAAAAAABCu7ne/UT6vWJ5P27AJ7BPd+Xkpz/S9tfuXm5if2JzZPF/U7/n/vF38ZZmlb4e6T7v2/fdVIpPwZgGdUgH/wE8vVQ80YdIFuIXBkvSrFfCp6L9F/DvSF/RwQZZSJSghpEozEMLKU4JaRPBNM8VISkAWQeMAxCQJIqgpBKGCCJBKhELQXv+miVTEkJYeKUtQkiqKrPHNrW9JaY8ViGBM4SrveaWIKaJ1UsEr1AZSorfPhqx4nCT66F4EL1l+y+BVbuAJvgj/CcAnAQsiHcEiURB64SUb/lE3xzwEhIE/OQk/i04wJieh1XVAbegSKyOPcp+NiHHFwlwrUu6B2hMOvprLAJB6cm8hiwcfZz4bZ84nyF3Ff4OTk0CU0bHq6IGG/8uSszai8pHDrx9jXq4c2HAh2i6IJ7omgTNsS0bXUL2Ppz9olmOYUx6Sq21TpacmDN1uvO+pxbZsZK7QTeAp1ENneK/55RLt6QmXPlEur2oq1Fm7DdAlMYHOcQkfuJpBLdkS0TgvidUq4uESPn9wnRE/0SBPYJuAmUEv5PfkMO3HqAS8J/n0ZSQl2sVzAmUTOJsKTBJAnwoJQSsSCqr2nZ2tkT4QJQsE6x/wnvwGESCwoCXxJ9wBLRMoJAmQTlEgTbwHbyifGCcoGsDfElEfNyBwsPN9aoKr0A==
20113 | B1-TCS-1301A-E8003 |  |  | 30 | B1-TCS-1301A-A21 | TCS/TPS CPU and PWR cabinet | B1 | 003 | 003 | B1-CP-13501+ER-U100 | BOX OF GEN.EXCITATION | B1-CP-13501 |  | DSPW/SUPP.FI | -E8003 | IE TP CORD RJ45/RJ45 CAT 6A | @30¦Z30¦A50¦A10¦A20¦A10¦A10¦A45¦A50¦0001 |  |  |  | -U100 |  | -A21 |  | 2024-07-12 / Kolar, J. |  | @@UU@@C@@AA/OAAq+UQpSmOY5znOY5znOc50HQlCDoSlJ0qShCkqUhKVHOhSkASpQEgAlIAKABQAAUoClKAgCkIApKUqQkCUpSpKUpUAAFAUBKFKApKkpSlQAAAAAAAAAAAAAAAAAAAAAAAAAAAAAAAAAAAAKAAAAAAAAAAAAAAAAAAAAAAAAAAAAAAAAAAAAAAAAAAAAAAAAAAAAAAAAAAAAAAAAAAAAAAAAABCs73N6hPu9YnP+/ygnsE93i56dH2vdXkXl5fHT8k5v1/rLO75v7w9/EXMsr/h/En+HJ+dlUik/BkAZ8kgH/wE8mpDyxf3QLMIt3HXK0K+FTz3KLzZJC+duwY5SJSghpEoDISlJZyJ9ITwTTNFSEAFuDnAMAkCSKQUglDBBEglQiFoL3/RRKpiSEtm6JKdcikQsVROy/RC2mQJWux5ZAWU2pM4tic+kDGSKmL1JWNsnqQrrUbXikh+06UuAVXtQCawR/hNgmwhZEOoSJREHrhJRs8gmwc0BISBPNISe/t4QJieh3rKgNzQJFojT1afpbQ4438AmAVtLMDtCXuHeWV0SD04uBDr4b3H82e/ZPoE7ODiua/p0CT7e3m9XybYF+79GOsy9OtTZ2pZ+zLXsy3aIVl6IJ8AmgTFklos6ZXm0z9olvDMKYdBVfvqbWjFdydb453FOr0suK1fBOACm8hn4C1T+frEs35CY82fIJgr3ItZdJd68OKBKsAHQcQkdwTcBLNAlgmu4J1Cri2CR3PcJtif6JAnsE2gTGCXMXvxF7THpASsT/PsxkhLOEVyAmMTMJlUmCSBPhQSgloSCqr2mrczifCBKFsTUf8J77peEgtlAS4JPvAJfExgkCYhPqEgTdundxidgE7YHCB84kojjTWw8v3qgqvxA
20114 | B1-TCS-1301A-E8004 | FO 50/125 |  | 30 | B1-TCS-1301A-A21 | TCS/TPS CPU and PWR cabinet | B1 | 002 | 002 | B1XXX-XXX | Generator monitoring | B1 |  | DSPW/SUPP.FI | -E8004 | Fiber optic standard cable 50/125 | @30¦Z30¦A50¦A10¦A20¦A10¦A10¦A45¦A60¦0001 |  |  |  | -XXX |  | -A21 |  | 2024-07-12 / Kolar, J. |  | @@UU@@C@@AA/CAAquUQpTGOc5jHOY5znMcyEIShB0oShCUISgCUpSlADoQBKVKUkCUqQBSgKAoAAAUACQKUpSAKQpSlISpSQKSkCToUoAAAUpIEKUBCkoSpQAAAAAAAAAAAAAAAAAAAAAAAAAAAAAAAAAAAAKAAAAAAAAAAAAAAAAAAAAAAAAAAAAAAAAAAAAAAAAAAAAAAAAAAAAAAAAAAAAAAAAAAAAAAAAABCs+X7ugT2ift3QTqE6/Rz0dXT9ByLH1ry+ko86cvP/XNOr1/3k+/Ke26VnP9RPz/Zy2UyJez8rgG/9sgH/wE9W8Ji0AWZBavXFIrzqasFC834SF1NUGWUiUoIaIlARFpOFkT0CSS2KUIAL8H5gFgkCSKIKIJQwQRIKCcLQL+PRQkkKZCejbElRfkUEQvsnjswIVJnDAziLpWBC3hMm0BlNBSzrxNRPtoXy8CGPBP9KgKcVNG4AnECP8JxicZCyIe0JBKCO5JJRxekTSN0BISBP1kJPf2cwExNTmspA2tcSL1Mo3ObtIeON8xiYxWtZgeETD3ttZViQdGXgQx18GfD3ekTv6TFx6wlc7QOHPM+Hx6Lwngq1di6jb04cAnCWE8W8J2RLrLtBfj3CYpBkzbpgqrU1rMd+vLubs61P328lOIE3wNCGfYp2NH8+QTHvyEu182wZxMuDaj4zNjxb0NsBhgdnXA6TiEjyiWgmTZEyCebTWJ2y9x8QkebrE0Ce4SBP8EuBLQSrcqt99pPdg1AJgE6rvnzl6gTJwitwJnE1xNZSYJIE/2gTPSJfEgvXo62fB2dgTLAlJgzECdw/4SquPfIkJBUUAlYk+QBLBLgSFMVonxCQJmwnyWieEE8oGkDyCSiPm5A8TDy/SgCq/AA=
20115 | B1-TCS-1301A-E8005 |  |  | 30 |  | Location / rooms (G F0 - KKS Main systems) | ++ | 001 | 001 | B1-TCS-1320-A20 | TCS SERVER CABINET | B1 |  | DSPW/SUPP.FI | -E8005 | IE TP CORD RJ45/RJ45 CAT 6A | @30¦Z30¦A50¦A10¦A20¦A10¦A10¦A45¦A50¦0001 |  | ++Control room-E01 |  | -A20 |  | -E01 |  | 2024-07-12 / Kolar, J. |  | @@UU@@C@@AA/0AArSUQpjGMcxkHOYxzGQg5znOhB0JQlCEIQBKEgSpKEIQlSUqSBAEpABIAAQAAAAAlSkpAkCkpUpSEqABKkASlKUAAoAFKABSUqUhKlJSlQAAAAAAAAAAAAAAAAAAAAAAAAAAAAAAAAAAAAKAAAAAAAAAAAAAAAAAAAAAAAAAAAAAAAAAAAAAAAAAAAAAAAAAAAAAAAAAAAAAAAAAAAAAAAAABCs8XV9nv/H9hPv7350CfWJKBPiJ8pfDwUy5jEseVfUYp/Gnm/r0+euf1/3l9F50c0rOfyE3j8vmtokSvq1QHB5JAP/gJzbkfrtiW6QMeEXD0RVSK/kp7NNC/h575hdDhg/SUiUoIaIlAREsqEibrCSTBFAEAGCDnALBIEkTwTwShggiQTk0LOL2fdOkkIogDTtISnqqyzlJEL7NFF2PCBiSMwVks901gRPGATrAUEy85DE1ePPY4SjeQqArIBa5enUAns7YCcQI/unGJwkLIhuEglB74ZQRHJyCcg60BISBPVISbf9uMCYT2nrifWt0gaZ0IwQdne64nTPaJaK1AcAnGJqb21tLNYJB03cCFN2Hv8P25rcXDX8BOirvz9zQJZbq5QMsjltuo0wJlyU57NjtcWKtCJrLJZ5ifRuiUiZuvt6KtUlXLuiWyDNo3MOIS26MVfun3N3TepXq5LqZwTdr3gMm0hr8ez/HKJ2IEz6DZ18wl2jNfqdiG+BNjOB/JxiZ98S0E2BLBKahNs8PHwiS+QmgT/BIE+ImUEuRM13zuNmzpATAJ3eqV51CX4+2K6wJrCViUAzAkgT6TiTqTxSJ/siaUt3g1/pnEiiQkUspioTfP+Ev+ewWFJqCSKjAiUYRPCAl4mREhTPkE7wkCYMJ4MgnaBK+YDiAm5UJojxQHcYfR9wiqr9QA==
20116 | B1-TCS-1301A-E8006 |  |  | 30 | B1-TCS-1320-A20 | TCS SERVER CABINET | B1 | 002 | 002 |  | Location / rooms (G F0 - KKS Main systems) | ++ |  | DSPW/SUPP.FI | -E8006 | IE TP CORD RJ45/RJ45 CAT 6A | @30¦Z30¦A50¦A10¦A20¦A10¦A10¦A45¦A50¦0001 |  |  |  | -P01 |  | -A20 | ++Control room-P01 | 2024-07-12 / Kolar, J. |  | @@UU@@C@@AA/0AArRSQhinMc5znOY5znUg50HQg6kJSlAEJQlJwKQlCEJQhCkJSBKkpApSlJUBQAAAkCVJAlSlKUlKFKABKkASlKkJUoAFKABSUqUhKlJSlQAAAAAAAAAAAAAAAAAAAAAAAAAAAAAAAAAAAAKAAAAAAAAAAAAAAAAAAAAAAAAAAAAAAAAAAAAAAAAAAAAAAAAAAAAAAAAAAAAAAAAAAAAAAAAABCs+bn4vV+H7CeDj8loTriTAnsE9s+vuVz9JgWPCvlMFO+ni5P6+67Tzf3m+/Id7lmzk8JV358VkyTit5AGvwSA/+Ane2Y/PpiWaAMN8W/yxcrFfGp59Fpfs+3JULqt+D8pkmYIbUTARE5iSFq2BKktxaAhC3CHIAWCQJJSCkEwwQRIUKoWgun9KJKEWoA8nSQmly5moVkQtWGy6BeSMoW/PFWriqwBcE6IFClfJMQxC0vYdXC3y11ELYF4gFuz+N4Clm6Am+CP7p2BN4hZIcYkEweqGYIjg4BOAdSAkSBPLIlXU9GICoT0HmilmgD4akIrjNGna2ROamETCK3QOsJ2BL/X6KzgEg5selDFe7W92c1l/e9YnLb7Wnh1hLKsPwZgKs1R28NMdexAnNv03PTgzcNl1CN/Fhmuo2rWv1hLYmfb1rnSJuT2RMMhi1+reviWGOMF3002+rnyKXdTLjroCbd3SBl6aGni+P+O4JuQJn1jYzCYs+bXyXvihyQJozgfycYmfdEvAmgSwSu4Jsny8fEJPtE1hP8EgT2CZgTGiauP3YzYs/UBLYnb55yHOJkxborqAmoJdEtA1AkgnvoJRSkVif7JVM7WnX9+cSLUiRWzUXBNs/4TJ7tBYVl4SS4W0S1fE+gBMgmVEhTPlE7okCW758+UTcBLv1Ab4FXdQqiPk4A4WHx/WIqq9AA=
20117 | B1-TCS-1301A-E8007 |  |  | 30 | B1-TCS-1320-A21 | TCS SERVER CABINET | B1 | 003 | 003 |  | Location / rooms (G F0 - KKS Main systems) | ++ |  | DSPW/SUPP.FI | -E8007 | IE TP CORD RJ45/RJ45 CAT 6A | @30¦Z30¦A50¦A10¦A20¦A10¦A10¦A45¦A50¦0001 |  |  |  | -E01 |  | -A21 | ++Computer room-E01 | 2024-07-12 / Kolar, J. |  | @@UU@@C@@AA/2AArSSQpjGMcxzHOY5zJOg5jIQhB0oSlKEoOlKVKSlJwIQhKkqSpKkqUBIAAUgAFAABKQKUlIFJQBIEKUACVIAlKVIUkAAKUACVJUlCVISpQAAAAAAAAAAAAAAAAAAAAAAAAAAAAAAAAAAAAKAAAAAAAAAAAAAAAAAAAAAAAAAAAAAAAAAAAAAAAAAAAAAAAAAAAAAAAAAAAAAAAAAAAAAAAAABCs8Xw7vu4vaJ5O96KBO2JKBOYTnl8fDT7+EsWPxX0lk/jTzcf9+fDP6vhfxZj7uSVnH5Sbx+XzZKJEraswDg/CQD/4CcPWj9dwTJoAy4hcXJFVIr6FPXooX8vP0ZhddxQfpKRKUENESgIiUFyE22JMmCKAIXBCnGAWCQJIngnglDBBEgnJoWcX5/2nSSEUQBx9RCU9VUxdSShbp8uSsDEkXBUSwS9eIMAm2BafmRSFUT13zLY4ijShbQBhIBa5dWsCezUAm8CP8JviaiFkQ4hIJQf1DKCI4N8TfHWgJCQJ6ZCTbvsygTCew9UT2bQGiZCKYOz19fd3BOWnKJlFawKhN4TF29tZWCQctvZQy19/V9N9+THq94nJV3+DYEsyZrgLpHgsy0dKBKvbV2s+fY37KMKEu5NVZNrzzlFe6JgEux3VVaCbDLvCZJBdfuYsYmS2MeHln6u5s5lMO7dbTOCa+HSBn2kNOmj+frE7ECX65oziZL8+xir68NsCbN4HuN4S/5hKwTZEsEpqE6h9u9qElzibAn+CQJ8RLgS1Evi35WnSs/cBKRPo5pdE5hMncFdYEzCVCawMwJIE/2cScGeKROeRNLrdjZvE+/BJSKWYqE0n/CSr+W0SJioSRgKUSisT7AEtE1kS2SmYT6hIE6dWM8OcTtAlfCBqAm8CE0R4u6HAw8XkUVVegA==
20118 | B1-TCS-1301A-E8008 |  |  | 30 | B1-TCS-1320-A21 | TCS SERVER CABINET | B1 | 004 | 004 |  | Location / rooms (G F0 - KKS Main systems) | ++ |  | DSPW/SUPP.FI | -E8008 | IE TP CORD RJ45/RJ45 CAT 6A | @30¦Z30¦A50¦A10¦A20¦A10¦A10¦A45¦A50¦0001 |  |  |  | -P01 |  | -A21 | ++Computer room-P01 | 2024-07-12 / Kolar, J. |  | @@UU@@C@@AA/2AArTSQpjGMYyDGOYyDHQlBjoQhCjoSBKkIQhCUqSpR1IOhSkqSpAFJUBIAASoCgAApKlASBKlJSBKkKUACVIAlKUoAoAAKUACVJUlCVISpQAAAAAAAAAAAAAAAAAAAAAAAAAAAAAAAAAAAAKAAAAAAAAAAAAAAAAAAAAAAAAAAAAAAAAAAAAAAAAAAAAAAAAAAAAAAAAAAAAAAAAAAAAAAAAABCu73t+b1+T9xPv7floE+MSUCdAnTL3fVT7PsLljwr5i6fwJ4uX+/HqT+f25vJrHf5pXcthN93h8U5BGrVlAafwkA/+Anf+GP264l22BfaLbzRXSK+VT0bdC/j+WWYXM2wfrKRKUENESgIiUGKE2cSZKooAhaoDlALhIEkhPBPBKGCCJBOTQs4vZ9U6SQiiAPz6yEp665jGklC4z6t9gFqRiFZKqWxaFQno3AMpykVM1uxe20ZJSp3kMswGoQoFkv0tAnv0AJxAj/CaRNBCyIbRIJQf1DKCI49ImkdeAkJAnmkJNv+nVAmE9J54nu2gM8yEUwdnh390TnovEvFdQCoTiEs3s+4s1wkHPh2EMLe5o+jG+3R7BOaruceyJkuy/BmAzTHJfhRngTi7Wrpw2dNOStCNF90tiYn3xKBMm1rXVXEq5fOJdIMNfNvZLhLqcJXTWeqjd3tnWUs3tTHLVQCbtnABjuIcHBZ/PIJ2IE2Nkz4iauxjhqcMOECbV4HrNImPxCbgJtCXCU1idc7un5RJdImyJ/gkCe4TEEwRM0Ye/Az3c4CUidvollOgS/5BXqgmsJWJ1QZgSQJ/s4k4M8UidMiaW7w7WYT7apKRSzFYm+f8JKz37ZImKxJFRSiUWCfWAmAnVRMJKawnIJAnWryHd1xO0CWfSBoAm5EJojvcgcbD4/Aoqq9Q
20119 | B1-TCS-1301A-E8009 |  |  | 30 |  | Location / rooms (G F0 - KKS Main systems) | ++ | 001 | 001 | B1-TCS-1301A-A21 | TCS/TPS CPU and PWR cabinet | B1 |  | DSPW/SUPP.FI | -E8009 | IE TP CORD RJ45/RJ45 CAT 6A | @30¦Z30¦A50¦A10¦A20¦A10¦A10¦A45¦A50¦0001 |  | ++Control room-E02 |  | -A21 |  | -E02 |  | 2024-07-12 / Kolar, J. |  | @@UU@@C@@ABAIAArfUQpTHMY5jmQYxzmQg6EIAhJ0oShKEJOpCkoAlSkIQhCEKABKFAUpKgKAhIAAABSVKAlSlKUhSkKSkCkoAlKlIUgAAKUACEqUlKlJSlQAAAAAAAAAAAAAAAAAAAAAAAAAAAAAAAAAAAAKAAAAAAAAAAAAAAAAAAAAAAAAAAAAAAAAAAAAAAAAAAAAAAAAAAAAAAAAAAAAAAAAAAAAAAAAABCt8Hq4evm6hPFxzoE6u8CesT2eXyUen5cMvC3L41/THE/En2/15Pwro8/95Oa8y8sref7Cf0+OdsMZPx0QGn65AP/gJy7UebZEtzAXZBbOiMNIr+SnorzUr933yF9DZBpSkSlBDREoCIlBpk4XXEmmnGBCFqg/MAuEgSSlEFEEoYIIkFBOFoF3P2oSSEYIQ59hCVFWpMwEQs7rsKFaaYVE9S6dwVCavZAwHOUsTxea1xFGdCoDCZJAvni6yWDy6AE8cLnATgBH+E4RN0hZENokEoOuGUERw8AnAOnASEgTokJPby5cYFAn6ttAGalCMEdOzudtD44tEtFawNsTeEs2tdZYhIOnJtobGOzSsr3PSJ0fFx37uoJZfQBvZZnftx5qlNbdr6eT4bt+2tCKLrZSJ9wSgTS5LMtXZJYZcYmhIM12iV2aCmhfFuLpv2dqjVsU/fYvptBNrbA10NTg+Cri9/+fkEv7shMOt2CWmJkq7VEu3X3YckCZtQDrOISNXOJsAl3YEtEp38Qmcp+bi4RIl7BNYT/BIE9YmcE0USu/23lnajqASoS/1eGeiTEvx7wrpAmkJWJgBmCSBPdQJQpRFIn+yJ0zJ9zc1vdqiRgkJFLKZWJnP+Ev9vYLikxCSMJUiYLBKPnATGJlRIU1conIJAmGw8GUTvAlffA3wJ8iE4j6OUONh5vqBAAD3g==
20120 | B1-TCS-1301A-E8010 |  |  | 30 |  | Location / rooms (G F0 - KKS Main systems) | ++Server room | 003 | 003 | B1-TCS-1320-A20 | TCS SERVER CABINET | B1 |  | DSPW/SUPP.FI | -E8010 | IE TP CORD RJ45/RJ45 CAT 6A | @30¦Z30¦A50¦A10¦A20¦A10¦A10¦A45¦A50¦0001 |  | ++Server room-A100-A01 |  | -A20 |  | -A01 |  | 2024-07-12 / Kolar, J. |  | @@UU@@C@@AA/yAArSUQhjGOYxznQY5znQg6DoQhCDoQpKUKQhCFKUhKEIShKEKSpSkgUBKgASlQFAApSVASBKlKQBCkKUBSlIUpAFIUkAAKUACVJUlCVISpQAAAAAAAAAAAAAAAAAAAAAAAAAAAAAAAAAAAAKAAAAAAAAAAAAAAAAAAAAAAAAAAAAAAAAAAAAAAAAAAAAAAAAAAAAAAAAAAAAAAAAAAAAAAAAABCt8Pq73o5fOJ5OTmqE3hJgTrE7J9fguenxlqx5V/Itp+lPN/f3/bdp/X1ZeXPOjxzbzwT9Hl81tUk4qMYDc+qQH/wE8Xbj8+0JbqgYL4t/oiy4K8ynTq1L9f2TjiIF0m/B+EyTMENUTAREwTmEnKMMMVxUBC1wc4BaJAklMFME80skEUKVFELBUL737UAyhCFewhNFdllJo1kwtGDBWBeSMgVk6M2XgrEzIYT7i46lN+rLgb5VsoWAXCAW7PPjvAVW9wBOAEf4ThE7hCyQ2CQTB/UMwRHd4ROEdCAkSBPxkSj3OnCBQJ0n6RTbrgZqEIuQbuz2xOqm0S0VsXbE4BL2z1bC0WiQdWLdQxX+/v/Bo4L+/tekTos7/FqCW4M+7lAy0HxYMVWaEPPwdrT3sXH3rbokcOHBOpQU7glQmlrbepXhJsnkEtkNPV3L+cJnYYzrvVTt7mtjUu6+TFc2KgTavawGjUhu3eL+fjE92BMuka2QTDlyXsV7dhxQFMDp4QKPQcYmj74mYE1BMAly6J7Z8nHxCT2Cagn+CQJ6xMoJiRNL2Y4zYzXwfuAlgnw9c551iYd4VyAmgJYJkBoBJBP9pEpUpi4J2SUTtbmrpCfPXIkXGgsE3D/hL3s1iWosEkrLiJVeE+UBMQmgiQpnicgkCWV3jw54mYEu/MBvgUeBCiI8XdE5fIgqq+0A
20121 | B1-TCS-1301A-E8011 |  |  | 30 | B1-TCS-1320-A30 | TCS SERVER CABINET | B1 | 001 | 001 |  | Location / rooms (G F0 - KKS Main systems) | ++Server room |  | DSPW/SUPP.FI | -E8011 | IE TP CORD RJ45/RJ45 CAT 6A | @30¦Z30¦A50¦A10¦A20¦A10¦A10¦A45¦A50¦0001 |  |  |  | -A01 |  | -A30 | ++Server room-A100-A01 | 2024-07-12 / Kolar, J. |  | @@UU@@C@@AA/yAArVUQpjGMYxznOY5znQg5zIQdBzoUpSTnUhKEgSlCEIOpSkqSpClJUBQAAQoCgAApKlASBKlJSBKUAUBSlIUpAEIAoAAKUACVJUlCVISpQAAAAAAAAAAAAAAAAAAAAAAAAAAAAAAAAAAAAKAAAAAAAAAAAAAAAAAAAAAAAAAAAAAAAAAAAAAAAAAAAAAAAAAAAAAAAAAAAAAAAAAAAAAAAAABCs+n1/F6fN+4n29/z0Cd4SUCdYnZL2fPT6vqLFjxr+ZZP4k8nN/fluT/t67fNsHLzys5vsJo8fksmkSw1YwGj7pAP/gJy9qP098SzcAwXhb3PFdIr51OjcoX7/wxzC2t6D8ZSJSghoiUBESgloEkFsQBVKgCFqg5gCwSBJE8E8EoYIIkFEFBPC0C9zpnFkhCHoPdQlUs9yuacy1EoAnwYKQLqRkCqqJsspqbsIQ6AMJ6ClmLs+a3A3inShWBUQCz3Jua6Bjpv8ACcQI/wnGJwELIhqEglB/UMoIjXxicY7MBISBPykJNq6MIEwnQfrE9m6BomQimDf09oTqnsEsFa13hOIS7p3VlfEg6cPbQ6sV7wcPyZcF/h9QnPV4N/4cwlmDZotAtmOTBio0QhFXd4O7Xn13rgkU378rZif4BKBMm3ptq3SVcvjEskGXa1Xr4l/DF+50z6dW5jUuZsmKnPQCaru8BloQ3rmb+eQTfgS3aM+QTDbkxXN6HFAm3hA9JrEy9wTQCZhLBKaxPePDr4hJdgm2J/gkCewTKCYkS3244z4zRg6gErE7/XLYOsTD3hXICbIlYmQGYEkCf7OJOpPFInZImlq7e5tCfXVISKWYrE3j/hLvtzkmgrEkVFKJRdE+gBMQmyiQpsCfKJAldV08OwJoBLnKBwgTfMhNEckg1sPl8SCqr7g
20122 | B1-TCS-1301A-E8012 |  |  | 30 |  | Location / rooms (G F0 - KKS Main systems) | ++Server room | 005 | 005 | B1-TCS-1320-A21 | TCS SERVER CABINET | B1 |  | DSPW/SUPP.FI | -E8012 | IE TP CORD RJ45/RJ45 CAT 6A | @30¦Z30¦A50¦A10¦A20¦A10¦A10¦A45¦A50¦0001 |  | ++Server room-A200-A01 |  | -A21 |  | -A01 |  | 2024-07-12 / Kolar, J. |  | @@UU@@C@@AA/yAArUUQpjGMcxznOY5znOg5zHQhB0HSlKVIQk6EAUlCFIOhAEJSpKlAUpIFAUkAFAABCQASBKlKQBKkJUBSVIApAEoUoAAKUACVJUlCVISpQAAAAAAAAAAAAAAAAAAAAAAAAAAAAAAAAAAAAKAAAAAAAAAAAAAAAAAAAAAAAAAAAAAAAAAAAAAAAAAAAAAAAAAAAAAAAAAAAAAAAAAAAAAAAAABCr8fu4/ZzfuJ5eT0UCd8SUCdYnZL3/RT7fIVrHmX1Fc/Knn/v0/hbn/X3Wc2M6PJKvn5Sbl83nv0SJYqsYDapkA/+An2d2P07gleyBfui3eiKqRX0KdOzQv3ffimFzN2D8pSJSghoiUBESgltCSSwtQsqAIW1BzgFYkCSJ4J4JQwQRIJyaFnF3vXOLJCEPx7SErVyKLduagy1EoX851owYJgLyRlColZKgS6FzQBfOcpZ57lE1lbcKdtCoC0QIZ6pCXJ/TdAnvY+ABOEEf4TUJwELIhoEglB/UMoIji1CahywEhIE9UhJtzpwATCdJ24nr0AaJkIpgz7vx90TqoviXxW2veE+US73O0srwkHrw6UMFzwb/Jlru7/V7ROirw73FsCX8GtRYBZMeLBio0QhvwXrfVw8V2kSNVd6WaYn0iUCZNjcstaCVUuQSuQWa+5dvCXsEXrfVPt7mziUt5smGnaoBNu5ugZaENNvT/Pzib0CWZjPkEwWZMNvdhwwJr4APYcYmX5BNoE2BKxKahO2fTx6hJdgmuJ/gkCe8TKCYUSz4Yoz4jav/sAlQnh65YzrEwd8VyAmsJUJkBmBJAn+ziTqTxSJ2SJpbenZzCfbakJFLMVCd4/4S58M5JoKhJFopRKLgnjATCJrIkKYxPAJAlVq4fVjE2gS38wHABN4kJoj6+ENTDzeVBVV+IA==
20123 | B1-TCS-1301A-E8013 |  |  | 30 |  | Location / rooms (G F0 - KKS Main systems) | ++Server room | 008 | 008 | B1-TCS-1320-A31 | TCS SERVER CABINET | B1 |  | DSPW/SUPP.FI | -E8013 | IE TP CORD RJ45/RJ45 CAT 6A | @30¦Z30¦A50¦A10¦A20¦A10¦A10¦A45¦A50¦0001 |  | ++Server room-A200-A01 |  | -A31 |  | -A01 |  | 2024-07-12 / Kolar, J. |  | @@UU@@C@@AA/yAArRUQhjGOYxznQY5znOg5zoSdB0IQlSToShKVASpCkIQpSkIApIFJUBIAAAgCgAABCQKSBIFJSBKUKUBSkpUpAEJUoAAKUACVJUlCVISpQAAAAAAAAAAAAAAAAAAAAAAAAAAAAAAAAAAAAKAAAAAAAAAAAAAAAAAAAAAAAAAAAAAAAAAAAAAAAAAAAAAAAAAAAAAAAAAAAAAAAAAAAAAAAAABCt8Pu+j2eb9xPFx+eoT5RJgTqE659/13Pbylqx41/Mtp5k8n9/h5btP6+7P5sh6uWbefxFHN4/JgqknHZkAa/ukB/8BOXVHp7QmDSBhvi3/VFlwV86nRpqX78uOgXYb8H4zJMwQ1RMBETBO0JKXM6E1AQtcHOAWiQJJTBTBMMEESFJRC0i/J00rKEAHo3EJosrspM1ZMLRfirBgoAvpGULCQM01CXw2gLx6Cpou05sFreLmpCwCsgFuzz3gKb97Fp3wE4AR/hOETfIWSGsSCYP6hmCI4uEThHNASJAn5SJRu9GMCgToP0inJg2wNulCK4qjuzq7QnrqwCYBW6u8h8ccAmtp7KzgEg6cfcQxX+Tf489t/f9onpr5P2+fQJb3sOvOcDPQd/Djq3IQ0HZuXsu3xX7BI4LbZroKe2JUJm0W569omyfpEtkMOfVf1hNbDGtd6adW72Mal3RlxXNmoE1Xt4DNUhou3v574m9AmbObOuJhza+K724cUCbGED2HEJm7omkE0CWiXLBNw8HFwCT1idgT/BIE94mYExImf4Y404zawesBLBOPqnIdQmHvCuUE1xLBMoNAJIJ/tIlKlMXBOuSid3ubOwJ9tciRcaCwTeP+EvfDSS1FgklZcRKrwn2AJiE10SFMgnIJAlld48GQTaBLvgA+YCj6kKIjwpxMPl5kFVX4g==
F1: 20124; F2: B1-TCS-1301A-ZB07; F5: 0; F16: -ZB07; F17: S7 Patchcable LWL F. S7-400H, 1M (<IPC>); F18: @50¦Z30¦A60¦A10¦A90¦A10¦A10¦A40¦A10¦D10¦ZB07; F26: 2024-05-29 / Panek, P. | @@UU@@C@@AA3sAAl7SQpzHOc5zoOgyEIQhCEIQlR0oSBSUgAgCkIQoCUIUBSFIAlQAKUBIAAAACQJUhSUgUpAAJUoCQIABKUAShQAKUACgKABCQJAlKkpSlQAAAAAAAAAAAAAAAAAAAAAAAAAAAAAAAAAAAAKAAAAAAAAAAAAAAAAAAAAAAAAAAAAAAAAAAAAAAAAAAAAAAAAAAAAAAAAAAAAAAAAAAAAAAAAAAj0/F/KOxG+HvHxt7PF4ZOeTzW8Y8vm6sftu6f09vovjSrn8lvHz/npsVmqRh/K0h/6Q6fTDLnSaW2MqxJ0SLSeXBZJ6pip+1rLWpU/WrUVVqW7aLRqVcP3FpMdNyHnDMKGBiphpapSlWLmCpLknR/F0WHctDz0Moq7HkwTDJffcMsepMWCr7bGDEL0wtC6O3ltJnyXVgD00GLRkwZd9IcCE/uHCOFUlq7go7KTi9CPra9CyKHTZZSYO9eLDqmbdG7uw2xbFWAb2gdedGckyScA6hm+r6dEmEdCML1612K/Nr6V3sHFyYGsMds/e1bPt3LxqcF+H19f3cWbKMi3dG4jY8Gzhv+ApN3eyDl2b97u54cW3kDvjQO//nMPsoaSMe5dy1NqkatQ2R2ORH9I2kLkbQxjdcngH3/FGuP9FI940EXhs6ny1G5p9aQxj3ar3DT3yTXI1h4UbEjAFkPnci4YkUw/Df+jaR86FzGOB/w+WVmFMi4Mo/FIXo1goaqOMUjRmfhrDjDlHCKHNVcfMccqdHkSJJE7QA==
F1: 20125; F2: B1-TCS-1301A-ZB17; F5: 0; F16: -ZB17; F17: S7 Patchcable LWL F. S7-400H, 1M (<IPC>); F18: @50¦Z30¦A60¦A10¦A90¦A10¦A10¦A40¦A10¦D10¦ZB08; F26: 2024-05-29 / Panek, P. | @@UU@@C@@AA3sAAl7SQpzIOdBjoOc6EHQhSDnQhCEKUkClAAhAEoQlAEJAlSlKUoCQAUBIAAAoCVAShSUgUlAAKSoCQIABKUASlQAKUACgKABCQJAlKkpSlQAAAAAAAAAAAAAAAAAAAAAAAAAAAAAAAAAAAAKAAAAAAAAAAAAAAAAAAAAAAAAAAAAAAAAAAAAAAAAAAAAAAAAAAAAAAAAAAAAAAAAAAAAAAAAAAjy9/+UdaOEPcPhb19/8JOeTx28A8Xj6sXsu6f19nmzRrVz+G3g5/0ysNmwRqeG0h/6Q6fPC/Ik1tAvWJOiRaTxYLJPRMNPLay1qVPJVqKq1LbqLRr1cP3FpMVP2C8ULNSl1LVKUqxcwVJck6P4uiwrehQ3NFhgFXYtXBMMmbNcL49CYWDatr4RmSzyrphZr7SZL7q8+EGLev37tbhSHaQn9w4xxqktXAKOuk5PMjttqhZFDpsspMH05hYdUx6Ru7sNIthrAPo4B6siMhJqyaR1DHxb0lw6EXPTsZb8+P1jj5tgYcfDr2fXg+rTnHqzaufuYNbtZNa8d21Vg+caEbPLtYcOn3ik3OC8bGzr7/Blhm39N4dkbY7P+fYOahkRi3Lu7U0UjPUNsdblR/SNCFyNAxDdcvIPv+CNkf6KR7hwEZg+bX+Ou05fSkMQ9uw9oy8RJskZx9qNqRgCyHyuRcMKKanv4t7bR8qFzEOR/w+N7GKaq4Lx3khmRnChsI/IUjfxu9nHKHbHGKHcqvx+45pU8n5pEkidgA==
F1: 20126; F2: B1-TCS-1301AZB18; F5: 0; F16: -ZB07; F17: S7 Patchcable LWL F. S7-400H, 1M (<IPC>); F18: @50¦Z30¦A60¦A10¦A90¦A10¦A10¦A40¦A10¦D10¦ZB07; F26: 2024-05-29 / Panek, P. | @@UU@@C@@AA3sAAl5UQpzGOc5znQdB0IQhJ0IQlB0qAlQAKAlKkoQhAEqUhSkqUpSQAUBIAAAoAEAUpKVJAhSVASpKVKUBSFJUlIAKUACgKABCQJAlKkpSlQAAAAAAAAAAAAAAAAAAAAAAAAAAAAAAAAAAAAKAAAAAAAAAAAAAAAAAAAAAAAAAAAAAAAAAAAAAAAAAAAAAAAAAAAAAAAAAAAAAAAAAAAAAAAAAAjz9z+UdCOsHqHst5+59Mn3H407+DlH39/x/vk9F/N6PHojNXd7tuW3ezL7NBF/22kP/SH6ftDJmSZtIyLEngkWk72CyTnmGn5WstalTmq1FValt1Fo0VcKPEKmKm5DwhlFDAw0vpapSlWLmCpLkn4ea6LCoeHGLYMNmKr5KGfPcMcc8c+Fdt2wjPGieJdHTy2kz47qwBloMeLfyXXddIcCE/uHCOFUlq1CjopOL80cc2qksih+tllJg+DXFh5Jl3hvb0NwWw1gHv6h5dZGsSY0+IeQZevvyXDwIucmxnybOXzjg+TYGHLr0+XX00Ot5tObJmvyfDjGPk2qv1DSjNxZr9zH6xUcO9s5Rgz5uTTdtaupsQ279/FmDqjdF/V/z5h2aGdGPfu5KnTpGtUN0dDjR/SNxC5G4MQ1OPhH0exG0P9FI9Q6hGuHS0e3Q3c/8JDEPTsPSM/YJNojZHaRtyMAWQ91yLhhRS/19jf0o91C5iHG/4e3IyimNcGQdtIa6NkKGwj7BSNWV29kdkPqHAO0OKq+v5z45U5uVIkkT3g=
F1: 20127; F2: B1-TCS-1301AZB19; F5: 0; F16: -ZB17; F17: S7 Patchcable LWL F. S7-400H, 1M (<IPC>); F18: @50¦Z30¦A60¦A10¦A90¦A10¦A10¦A40¦A10¦D10¦ZB08; F26: 2024-05-29 / Panek, P. | @@UU@@C@@AA3sAAl5UQpjHOg50IOc50IQhR0qOlCAIQpSVAAhKUoSpIEJAlKAKUlQAIABAAAABKgJAhKkgSpAAJSoCQIABKUAUlSgIAACgKABCQJAlKkpSlQAAAAAAAAAAAAAAAAAAAAAAAAAAAAAAAAAAAAKAAAAAAAAAAAAAAAAAAAAAAAAAAAAAAAAAAAAAAAAAAAAAAAAAAAAAAAAAAAAAAAAAAAAAAAAAAjy8nSjqRvh8B8re3k8MnLJ5bfoP18vRqe6/n83u9OaNauVXi5fJkYLM5GDx2kP/SHP6oY9ZJraBjWJOaRaTyXWSeuYaei1lrUqearUVVqW0otGerxR+4qalPOGMULMFL6WqUpVi9dUl6T9v5viwrrwoeewtdhs1KwSUMuW8Yo9aYF2zbAMiZnoXzDdWnHaTJjvrCJ6qGLbx3au+kO2hP7hwDgVJatwUdVJ3PSj8GzQsihz2WUl33ZhYdE1esNOmHWFsNXDd3B7MiMhJik7Q6Bq9nbkuvHMjA/jXy49jF7RwcOuMLVzU8GjOMP9aOnu7PTwYtahxdqrt4aUbXD9eDr/EUm3vYhxac+99uSGPdxB2Bujsf5+I79DvsiMVn2YOKpoovpNioZhd1O8j70aEMCNAxDS4e6PD8kbQ/0Uj4DcIzBoz/PO05fYkNQe/Xe8Zd8k2SNgfkjakXBZD6XovGFFMHx39vQj6UL2oO2/4fPG1RTEvDGONIZkbAUNdHiFI3NVx7A4Q4x3B+Y7NVyeA70qc3jSJJE+oA==
20128 | B1-TCS-1301B-C4001 | 1- C5XFE-R /ST/ | 10 x 2 x 1.0 mm² | 100 | B1-TCS-1301B-XD31 | TCS I/O and marshaling cabinet | B1 | 001 | 001 | B1-LCV-13501-M01 | EDCV COND.MINIMAL FROM FLT TO COND. |  |  | DSPW/SUPP.FI | -C4001 | 1- C5XFE-R /ST/ 10 x 2 x 1.0 | LOCAL Base Objects¦Cable¦A30¦Z20¦0510 |  |  | B1-LCV-13501-M01 | -M01 |  | -XD31 |  | 2024-06-17 / Panek, P. |  | @@UU@@C@@ABAWAAr5SQhTGMcxjGOc5zGMg5zJQg50JQc5zoQBIAJSk6EJSg6EoSBIEpABIEpSAAEpAkAEgAlKUJSlKQISBIEpQlKUpQkCUpAlKUoSACUpQlKQAAAAAAAAAAAAAAAAAAAAAAAAAAAAAAAAAAAASAAAAAAAEgAAAAAAAAAAAAAAAAAAAAAAAAAAAAAAAAAAAAAAAAAAAAAAAAAAAAAAAAAAAAAAABDudbb4zv+XhEeDweT6iM4I/Ajf45/lH8eh9uxV2xkm3l2mXjfej7weLzcXlh66PvwT1nd03uefvTf9/D43icZ560CexwF/gEauRBsNdwgW7wk856neMSXmEVN7b8YDSuktdOx6Hcd2N8db7QaCTJ2gw+IQ5kZGBo0DCUrHnALqBhDORMRMPU6cYaAOzEWwzsBIJNv8OCNEBDCKLKGdYREQE8k0ChpBS1UxoLaG5KLUjcCCKEG9nCVzCMYF8sIglZiLauUqiVo5AQS+mO0BFNrgI3AQvmG4I0DukwyzCGHYbbdDto4BGhFbIcQwj1uIhy7oDiNNbtvFqYsKD3wl03jAyIJc2YmyiJ44UiKRJOLZA6JzhF7X0bOYUV0QxguPTbsozynEI52joxYBE1d25pAXY6ojpYcNpA2fWfm8y5pyTyVTILdmpyWgQxy5hFgjHjw5cQxabW4xFbopxcqie2Isqmv5abqRZlwUx0AjW1QL7oIcr6dMRZsOIv3i8UiJq8l+98Na3jZVsIkwAcRtCG5e4I1QRev4RFQjPQIykm1siG6n7ETiP0IYR+RGqCKwRNT/KSjIx7gEWhF78Z+xAgIuxCSv6QIrEOI0kiAIpgCOy8YiMRaSGJJP0s+LAI/jCIiUR0D+iP3NOUCGJlGCJxEOqAiQRWCGEVCNsQwiqcY6lQjZBHXA3QOeIdm6bhtJlg3u4kIAA5A=
20129 | B1-TCS-1301B-C4002 | 1- C5XFE-R /ST/ | 10 x 2 x 1.0 mm² | 100 | B1-TCS-1301B-XD31 | TCS I/O and marshaling cabinet | B1 | 001 | 001 | B1-MOV-13772-M01 | EDSV SPRAY.1 STG OUTLET |  |  | DSPW/SUPP.FI | -C4002 | 1- C5XFE-R /ST/ 10 x 2 x 1.0 | LOCAL Base Objects¦Cable¦A30¦Z20¦0510 |  |  | B1-MOV-13772-M01 | -M01 |  | -XD31 |  | 2024-06-19 / Panek, P. |  | @@UU@@C@@AA/+AArnUQhjGMc5zHQc5zHMc5zoSlCEIUg6UpQlKkqQpCVISdIFJUBAFAUlSlKUACgAAoCgKABIEoAlKQJSgCkqSpKkpSACVKApSlIUACVJQlKgAAAAAAAAAAAAAAAAAAAAAAAAAAAAAAAAAAAAUAAAAAAAFAAAAAAAAAAAAAAAAAAAAAAAAAAAAAAAAAAAAAAAAAAAAAAAAAAAAAAAAAAAAAAAABCxfRr5z0id/+RPv+ETxcciesTn8H7U/rxf19Nv2kLHdfJDknu1fgHe8fN36PNh/vy2XH57M4uW7k//b5KKcUkThzINdEgP/AJuakN6Me0BsZBbDP5prFfEJdHn5KgIvyrpZg/GZJmCHwRMeEhhZmiCdgSUzxShABeg5QDEhAkSUwUwTDBBEhZFO/FUAVix4fTnqSgSBPGG0JN+Dlqv0FkXhhcttKGFNCTUfkhOzRWJPvgZjQVZ2CCrJNf6U7GRkpvIMwpgwYJvAU4NN7pAJrBH9w1iayZWCHeEgmCOzKTGvyCa0zQkiQJ5ZEo6loEiedw8O3tbe2h2qL+1NQGpDd6eoS/aJaK4R4QOuJi4OkM8XWEk9Gicdhps4NnqnMJm4Ke1j0CYcWYDHmoO30akOHr7VF7d4ctlSGTH0a4qp6YmUTdz6tGK/XubnOJilNm23YyxgE+W/lzTquuU6Hq3rLYrmQTZ3wNG6hbdv/xxiVGnrUCab+iIuM4mTR6suPD1YcsBdA4dAHbOY1iR8FAlwJkzdATKJ8eETUV9niEj5vaJYJ7BIE/wTqAlwJgt91ph6UHoAS8Jk9fY+ugoEx0iufMCXCSJmUoBLaAT7JqEqEvKQV1+x4dvQJ7oEpL4ms/0T24LDCJBgagSwSjuAJWJcCQJlE1iQJlsIPnyidgE4wPkA4hJiPq7gfEw6e99yqqr7wA=
20130 | B1-TCS-1301B-C4003 | 1- C5XFE-R /ST/ | 10 x 2 x 1.0 mm² | 100 | B1-TCS-1301B-XD31 | TCS I/O and marshaling cabinet | B1 | 001 | 001 | B1-MOV-13777-M01 | EDSV SPRAY.2 STG OUTLET |  |  | DSPW/SUPP.FI | -C4003 | 1- C5XFE-R /ST/ 10 x 2 x 1.0 | LOCAL Base Objects¦Cable¦A30¦Z20¦0510 |  |  | B1-MOV-13777-M01 | -M01 |  | -XD31 |  | 2024-06-19 / Panek, P. |  | @@UU@@C@@AA/+AAriUQpjGMc5jHOc5zGMc5kHQk6UoQlCEJUhAEpSpCFISdIAIUBSlKUBSgJUACgAAoCgKUpIEAShQEpUgCkqSpKkpSACVKApSlIUACVJQlKgAAAAAAAAAAAAAAAAAAAAAAAAAAAAAAAAAAAAUAAAAAAAFAAAAAAAAAAAAAAAAAAAAAAAAAAAAAAAAAAAAAAAAAAAAAAAAAAAAAAAAAAAAAAAABCyfNr6T0Cc38ifX2hPF8UhPUJ0/f+0/68f9Yc30kLHffHDll36PsDl/Do5pvLi/vyV3H56ZZOf7Zf/93L4KMkiPBj0IODZkA/8Am3vIbsWdYDLYLWbHllSK+ITRHm5qAIw3zK7LNB+MpEpQQzxKA8JKUlmkTYxJJoidCADBBzgGRCBIkTwTwShggiSTb8TwBQLHh9GihJhIE59MOoSa2umqdpGDFbZJDGl6SoQ/JCWmakTbAzl5O6E2iKP0x5msnwAhhw1YAJ6t0BNYI/uGsTWSksEO4JBKCO5JJRr8YmtLoSQkCeSQk3u5QJCeZvx8OrqatSHdmq6lU1IHXQrn3uuJVYJYK4x4QO0Jl7PBi3Bn4+ASR57JU2YzTj7PQJn7ergO7m0iYst4GXRMcmqhDq07F/vbcXV4UNmvDdglTuiWibV9mSrBTiy9ImOSbltl+S6KxPgqvsluXXKX+nartimUgTT2ANjUhZdq/j4RKDY35hMF8RaZxMuj02ZK96GyAtgcWgDkOg7gkb8wnWBM2fZEtE4sQm6U8fviR8fsErE9YkCf4J2AS4Eqs9thi3YPOAmATN6uLvTEwmWcV0ZwS4SQmdSYEsmBPolQJQJgUgpp9bw9W8T2wJOYRNZ/onsqrMQkFTQCViTfKAlIlwJAlonIJAltZB8lonECd4DkA4xJRHzp22G/l+pVVV9wA==
20131 | B1-TCS-1301B-C4004 | 1- C5XFE-R /ST/ | 10 x 2 x 1.0 mm² | 100 | B1-TCS-1301B-XD31 | TCS I/O and marshaling cabinet | B1 | 001 | 001 | B1-PCV-13531-M01 | EDCV SPRAY.FLT |  |  | DSPW/SUPP.FI | -C4004 | 1- C5XFE-R /ST/ 10 x 2 x 1.0 | LOCAL Base Objects¦Cable¦A30¦Z20¦0510 |  |  | B1-PCV-13531-M01 | -M01 |  | -XD31 |  | 2024-06-17 / Panek, P. |  | @@UU@@C@@AA/sAArZUQpjGMg5zHOY5jmOc5znSg5wIQlB0AShSFAUhCEqOcCVKSAAFKSpIFAUhIAAAAClAUgCVKQpSVJSBSkpSpSkgQhIFKApSlIUACVJQlKgAAAAAAAAAAAAAAAAAAAAAAAAAAAAAAAAAAAAUAAAAAAAFAAAAAAAAAAAAAAAAAAAAAAAAAAAAAAAAAAAAAAAAAAAAAAAAAAAAAAAAAAAAAAAABCr7+zrOgT7f5E94TxwJ6hOv7v2n/Xk/rv4PAQsczyw/XLmo+kPD4+rnm/O9/fmqxHnzyr8nN9X/x4fsnrkRPexoMs8gH/gE3NSG9FmkCvCLUflmlSK/eJjj0c9AEXJK52UH4SkSlBD4olARGcmhZE14SSZIoQgA2oPIAVoQJEieCeCUMEESCIibtRPAFAseLoyUBMhEQJ2sxDoEmu0XJmgcNlaF5InjKlIeVCbPMB0FwS3dAxmUpZ0n/SuxqJ6QQ2vxu7QE93fATYCP7hsE2EpLBDqEglBGuSSjZ5RNiYoSQkCeeQk3BgAkJ6G9yadvToQ6ZrnYlQBvIbu/qEuX58ImEVvjyAe+Jg18e8M1PRwiTEr8rKM1XH7sdQnFonO5XlEqnv4gJV2znd26UKpunD6fTl0VXLqFXYiJ98TEJpy72anR1iVyTuSzbdlXZisTf+O5ojVbapk2aKraZAm7wAZZIcH8fIJk4ZCZLCwwiX7bLdUtzBf4IbYDFA5coHUaxI4e6JoBLc1gmITt3hNRTr+ASO97BKhPWJAn+CbgJiBLuH24S9qg6QE2hLPVx8sxMJgnFcmMExCSExqTAmGYE8EqBKBNpSCmn1vFpyie2BJy4JrP9E9l2ovCQXWgEqEm+UBKRMQJAlonwiQJbUQd60TtgnKB8QGsSUR83zhxMObn+gUVV9w
20132 | B1-TCS-1301B-C4005 | 1- C5XFE-R /ST/ | 10 x 2 x 1.0 mm² | 100 | B1-TCS-1301B-XD31 | TCS I/O and marshaling cabinet | B1 | 001 | 001 | B1-PCV-13601-M01 | EDCV INNER GLD.STEAM |  |  | DSPW/SUPP.FI | -C4005 | 1- C5XFE-R /ST/ 10 x 2 x 1.0 | LOCAL Base Objects¦Cable¦A30¦Z20¦0510 |  |  | B1-PCV-13601-M01 | -M01 |  | -XD31 |  | 2024-06-17 / Panek, P. |  | @@UU@@C@@AA/4AArhSQpTGOc5zHOc5zmMc5znOg50JQg6UpUhKgAShCEAUg4EqSBQEqABKgJUBSgAAoAAKUBKkoUkCUASoCVJUpSkpQoClKApSlIUACVJQlKgAAAAAAAAAAAAAAAAAAAAAAAAAAAAAAAAAAAAUAAAAAAAFAAAAAAAAAAAAAAAAAAAAAAAAAAAAAAAAAAAAAAAAAAAAAAAAAAAAAAAAAAAAAAAABCweDl6joE+zyc/8idwE9YnV5f2o/Xk/r5MXzkLHifmh5peKn6Q8fm6fJP8b397lVh59EsHmxWf/9X181OGRFF/KgyuSAf+ATd2IbIxagMGMWo++iVIrziWR6eakCLklfyZQeeUiUoIfLEoCIlzoSJ9cTDNMsWkIALkH2gGFCBIkUQUQShggiSSnwRKAKRY5+jLSE0IiBN3OQ8GsSiq/bqobY2V4UMCQaUtHoQnZPoILYm+BlJrnMUmEo9N/E1FFoELf3XbYFF3tAJtBH9w2ibSUlgh7IkEoI5ZJKNvoE2pZCSEgT8JCT7eECQnqeW/r3NepD853NMqQNiG/2YEt1bMYmMVvjyARwiYcfFvjPgEg+C/hniq9/Pf4p9InDtwd2M4lUr+QDBZM73DqtIV3beLBlu7l69Uhi16aIqMM4zXNglgmvNvV3berqErkkaNOTXewCWWaN+ressUzceevetYATsAcufeQs1/x8Qmj3pCU1lZYJgyTvfppqshxQFcDozAdJyCR2+6JugmPLqEsE4rwnYLXJxiR3/aJUJ7BIE/wTdBLAS7j92MvbIPUAlsTF6+PwzJiYaBXLkBLBJCZFJgmOYJ8sqRKRLakFq17Hi15hPdAlBcE5T/RPbdqLwkF1pBKhJ/GAloSwEgSsT4RIErqIO/WJxgnhA7wHIJKI8EB3GHN4/oBVVesA==
20133 | B1-TCS-1301B-C4006 | 1- C5XFE-R /ST/ | 10 x 2 x 1.0 mm² | 100 | B1-TCS-1301B-XD31 | TCS I/O and marshaling cabinet | B1 | 001 | 001 | B1-PCV-13651-M01 | EDCV REAR GLAND TO FLT |  |  | DSPW/SUPP.FI | -C4006 | 1- C5XFE-R /ST/ 10 x 2 x 1.0 | LOCAL Base Objects¦Cable¦A30¦Z20¦0510 |  |  | B1-PCV-13651-M01 | -M01 |  | -XD31 |  | 2024-06-17 / Panek, P. |  | @@UU@@C@@AA/8AArkSQpjGOY5zGOc5zGMdBzoQhB0IOlB0JQBAAASpKkIQcCUpUoCQKUpQEgSpQFAABQFKApClISkCVKQBSkgSpSkgQpQEqApSlIUACVJQlKgAAAAAAAAAAAAAAAAAAAAAAAAAAAAAAAAAAAAUAAAAAAAFAAAAAAAAAAAAAAAAAAAAAAAAAAAAAAAAAAAAAAAAAAAAAAAAAAAAAAAAAAAAAAAABCxfHr6zpE+vx+T+RO2J90CeoT6Ou/+1Hp5P68NnzELFT8sPPLmo+kPs6OryTflX/e3VcefZli6Ob6v/5pueMUiJq8qDLZkA/8Am9qQ34yaAMNgtR+MUCv2iXR6PHQBFMlc7KD75SJSghzxKAiJeUkQs2gSZNiKEIQphDoAMSECRIngnglDBBEk1T8MUQBeFjy9OagJkIiBKc5DuCTYKL8zQNdmTEhhSDMlJ5kJtmbpJUiaQMpRmiIwwQkLP+eHI4CegEKfwwUgT4N7gATWCP7hrE1kpLBDwCQSgjlkko1+YTWmWEkJAnnkJNxZAJCeh2eTFu7m7Qh+k1/blQBqQ09rUJfr1WiWivdxjxgdwSy7TqGbiEg6cWua2var93B1CdzBNi70swlWG0DFTMe9uRQhs/rt4zHPfx0oZzdn1CWiVaK8nZsxxg2usSySRx7Ge7HiyCXrd6ayerTdcpb2b2reuprBNHABnkhfns3f48AmfhkJnuLjKJVscu13vTv4eGHYgM0Do2wOo5RI4u+JvglufSJlE46xOEvcvIJHwewSoT1iQJ/gmkEuBMFntsK+CDpASkTJ6uTxTEwmOcV2MoJcJITKpMCWTAnySoEoEpUgvXvW9rRmE9sCTl8Tun+iezBUViQYGgEqEm+IBLwlwJAlonviQJbUQfDaJxgniA8AHKJKI8PfD3GHPz/OKqq9gA==
20134 | B1-TCS-1301B-C4007 | 1- C5XFE-R /ST/ | 10 x 2 x 1.0 mm² | 100 | B1-TCS-1301B-XD31 | TCS I/O and marshaling cabinet | B1 | 001 | 001 | B1-PCV-13659-M01 | EDCV SEALING GLAND |  |  | DSPW/SUPP.FI | -C4007 | 1- C5XFE-R /ST/ 10 x 2 x 1.0 | LOCAL Base Objects¦Cable¦A30¦Z20¦0510 |  |  | B1-PCV-13659-M01 | -M01 |  | -XD31 |  | 2024-06-17 / Panek, P. |  | @@UU@@C@@AA/0AArfSQpTGOc5znQY5zHMY5znQlCEIQBB0IAdKgJApKToQdSUgUpIAKUpSlKUpSgAApQFAAhKVKSpSkoUBQEqSBSUgQpSlKApSlIUACVJQlKgAAAAAAAAAAAAAAAAAAAAAAAAAAAAAAAAAAAAUAAAAAAAFAAAAAAAAAAAAAAAAAAAAAAAAAAAAAAAAAAAAAAAAAAAAAAAAAAAAAAAAAAAAAAAABCq97Z1HQJ831/yJ2ROeBPOJ1fZ+1H66/69/H8pCx335Ia5c1P0B4Ofp8M/xw/3+GCwxZ5Vc/f5v/5vB9NOKREbWVBuaJAP/AJv6UOGK7AKsguA8kUiv2iWx5vDSBF2SvlZQffKRKUEPiiUBESg20J7wk0yxShC3YU+4AqQgSJFEFEEoYIIkk9UUQBSLHi6MtITQiIEnqzkNu4JTgu35twcldSGFIMyXDH40KNFHQXhJ74GUzly/BCQUeXamuNvFMwQu8N+u8BTg4gE2Aj+4bBNhKSwQ6RIJQRyySUbPGJsS2EkJAnkkJPsYgJCeZ5Nure3N6hD8p3uvKkDhQji0iXcGmsSsV2h7msDUJjydrSM+wJB0VdmeTa0Ye10iY73sbVvdlLMJhKrQMVkz2duKULuvl5N3ZVg4L6G6S0UcYlgnBn06Lm91CVSSDNozVzsw1Cbm3f4a61L93PbjuUAnGBZuocej+O8Jl1SE7mbIZCdgmK2f50y/Tgw6obICmLYTb0AdJsEj1tQm+CZM28JaJrwicRc5eQSPb9ImAT0CQJ/gm+CWAl+v1VmHTB0AJdEx+ft/FMmJioFctoJYJIS1SYJXME+OVIlIl1SC5c9D293MJ6oEoLwmw/0T038BhEgvtIJgEn7oCXBLASBMgneEgTJgIPcyCawT4QPaA1iSiPg7oeuw5/q+cRVV6w=
20135 | B1-TCS-1301B-C4008 | 1- C5XFE-R /ST/ | 10 x 2 x 1.0 mm² | 200 | B1-TCS-1301B-XD71 | TCS I/O and marshaling cabinet | B1 | 001 | 001 | B1JBAY-1301-X03 | Junction box FI | B1 |  | DSPW/SUPP.FI | -C4008 | 1- C5XFE-R /ST/ 10 x 2 x 1.0 | LOCAL Base Objects¦Cable¦A30¦Z20¦0510 |  |  |  | -X03 |  | -XD71 |  | 2024-07-13 / Panek, P. |  | @@UU@@C@@AA/uAArgUQpTGOY5znOcxzHMZCDoQhR0IUpJ0gUhKFKQlSAAQdCQISBSVJApKlASgAAAABSgASBSkKUlKVIUBQEJQBKFKQAClKApSlIUACVJQlKgAAAAAAAAAAAAAAAAAAAAAAAAAAAAAAAAAAAAUAAAAAAAFAAAAAAAAAAAAAAAAAAAAAAAAAAAAAAAAAAAAAAAAAAAAAAAAAAAAAAAAAAAAAAAABCyeLV2HUJHl/kT4QT1Cdnlo/an9fj/r5snIwvk54+iGfLOX1B9nN1y+7D6f79HmuObalknf8n/2fXy0kETw2oMs8gH/gE3M3viZdkDHYLhOiKRXziWx+XLSBbK/MWzpZwfjKRKUEPmiUBESg86E8wlFCXokhC1QH4AFYkCSQogoglza02ZBFDpInVuxKAL4v39VASEhTMe9j2xKMF7ATL0QBetzYxMSSlsBUc6E9qeYvCZQLjXKWkKPTiyuC8RTfmol+ufRBfApw9sBNQI/uHEJwkpLBDpEglBwykkRq5xNQ3QEhIE6JCT3awN+YnS49Pu6NAnTOrY2p3gNKF/tCdVBYJYK40ygb4mTerSW6JB+dteC7BVv9YnBq3cHeKtYTFXmAl3KqLYO/nqE3teeHc7t+oTjNHDR2xMwm5n08GzVudglcgz5q8OMTVsX7tNmVT9O1XRhBKgLNtDL8H8eATuQJvXZdjMJkto2dGPFuw2QHHA7GcDvdZxCR8XhE3ATNn2xLhOHGJTpI4tQkHh9gmET1iQJ/gmgEtBMFntsMWmDqASoTL6u746KCgSukV1rgS0SQlykwSyYJySpEpEqUhvTvet4NGuJ7YEocAm8V/6J7MOMyCQYWkExCT+cBLwloJAlFonyiQJv3YiCPFcJwAnIBxgfIJKI8fgDvsOz9v0qiqvuA==
20136 | B1-TCS-1301B-C4009 | 1- C5XFE-R /ST/ | 10 x 2 x 1.0 mm² | 200 | B1-TCS-1301B-XD71 | TCS I/O and marshaling cabinet | B1 | 002 | 002 | B1JBAY-1301-X03 | Junction box FI | B1 |  | DSPW/SUPP.FI | -C4009 | 1- C5XFE-R /ST/ 10 x 2 x 1.0 | LOCAL Base Objects¦Cable¦A30¦Z20¦0510 |  |  |  | -X03 |  | -XD71 |  | 2024-07-13 / Panek, P. |  | @@UU@@C@@AA/uAArjSQpTGOY5zHOc5zIMc50IQhCEpQlKEoShKEoQlCAKQdCUqQpQEqApKlASkAAAABSgAUBSFKUhCgISBQEKQBKFKQAClKApSlIUACVJQlKgAAAAAAAAAAAAAAAAAAAAAAAAAAAAAAAAAAAAUAAAAAAAFAAAAAAAAAAAAAAAAAAAAAAAAAAAAAAAAAAAAAAAAAAAAAAAAAAAAAAAAAAAAAAAABCw+fP2HUJHJ/IniBPYJ2clH7U/rvf18uH0sL9XPHzwz+ycvpDj5uuX3V+v+/x5chzaksM+P6//0JTMEETvaCDLNIB/4BO3ZriYtIDBjFrOiKRX7xNCPy46QLZXZi2dLOD8JSJSgh5IlAREoOUnC6AlFCXIkhC1QeoAxCQJJSiCiCUMEESe6ROnZiUAXBeXqoCQkZoEsObT1hKK6qyZciALbcImBJS0gueqcudCWrPJTUJFgGUo0S40zCn14MbWUXrqIXovT6ILoFFcL3wEzgj+4cInASksEOqJBKDglJIjPziZxyQEhIE6JCT2sIG7MTpcGxq62sJ0zq0tSdwDYQu94TqosEsFcCYwKN0TDtYkltCQfnbiryXqt3rE38+1e8hVlEv4rQJeGqi2Diy1CeHc3vix796oTiM96jaEtE19HZ+DTq7nYJikGjqd+vAJw6l3T2bMan6bGKisE8QGh3UNv+PMJuQJbpbtgl+3U7l+vbhxQGvmkOlmA6zyCRueATtglmbVEtE4L4lOwRw5xIPk9wlYntEgT/BMoJaCXrPfYX+9B1AJUJj9nj9FFBQJipFcuQEtEkJkUmCWTBPTKkSkSpSG5O57Xe1swnvgShvCbZi/0T3V4DCJBW0gl8SfzAJcEtBIEotE8wkCbmS+QR58gm+CfGB8IHlElEcXoDysOn9v0KiqvaA=
20137 | B1-TCS-1301B-C4010 | 1- C5XFE-R /ST/ | 2 x 2 x 1.0 mm² | 100 | B1-TCS-1301B-XA65 | TCS I/O and marshaling cabinet | B1 | 003 | 003 | B1-ZT-13131A HAN 10A | POSITION 1 HP CONTROL VALVE 1 |  |  | DSPW/SUPP.FI | -C4010 | 1- C5XFE-R /ST/ 2 x 2 x 1.0 | LOCAL Base Objects¦Cable¦A30¦Z20¦0502 |  |  | B1-ZT-13131A HAN 10A | HAN 10A |  | -XA65 |  | 2024-06-14 / Panek, P. |  | @@UU@@C@@ABAIAArrSQpjGMY5zmQc5zHMY6EIOg5wJQhB0pQlIEKSpKFISdCkgUkCkgUpIAJAlQFKAACgAUBSkpQlSUAShQFKSBAAKQhIEqApSlIUACVJQlKgAAAAAAAAAAAAAAAAAAAAAAAAAAAAAAAAAAAAUAAAAAAAFAAAAAAAAAAAAAAAAAAAAAAAAAAAAAAAAAAAAAAAAAAAAAAAAAAAAAAAAAAAAAAAABCw+LV9319R+HOJ4PP/IndBPaJ5ur8f2o9mr+vGfYXLHlXj9X5UfeGzm6fRNzV/3f5LTPmlh5Y8v/0+bjojWiPTXcg1bMgH/gE6+lDmizQBixC4DeigV9Il0fr56FiqSBWygySkSlBD6IlAREoJZxJcgwwxdFCELVBygGFCBIkTwTwStkyIImE3iKJRPCwUiy5OedSQlUiIQ5XaEleqpiZoXHjrQwJDlSk/RCbYmpE5uuBaXFDkZ4OCN3HisdYqvINMKX5YKgJ78+kBNQI/uGoTUQsmHdEglB3oSRGr8xNSWwkhIE9UhJt7asAmEzNnRiz1Z0Oia9USoA3ENOnSJexiYxWtfjA3xMPa21lgEgyc9uLBq+XX1rO50icGrHfikTBr2VXAYp7qD5pZqUM8VZc/D8XBXUhR39z14ZtbDen7AmUTdun4cxolt38kuoT1zTJs0aM+tsYxN3LFldXZtsU+em2yisE4doDJuIVZtFn8eETLv6ZhNnFXlElsbeb2Rg7cNsCbNwF7pOISN/uCa4Jit0CXhOGsTslOrvCR9HvEwCe4SBP8E7QJaCX7PhYV7sHQAlQmP2/J5JiYTFOK5bgS0SQlykwJZMCfVKgSgSpSCmn3PBo1xPhAk5eE4j/RPffwFYkF9oBMAk3iASkS0EgTIJ4RIEyYCD6cgndBPIB4AOISUR4++Jr8f2ggAB1g
20138 | B1-TCS-1301B-C4011 | 1- C5XFE-R /ST/ | 2 x 2 x 1.0 mm² | 100 | B1-TCS-1301B-XA65 | TCS I/O and marshaling cabinet | B1 | 003 | 003 | B1-ZT-13151A HAN 10A | POSITION 1 HP CONTROL VALVE 2 |  |  | DSPW/SUPP.FI | -C4011 | 1- C5XFE-R /ST/ 2 x 2 x 1.0 | LOCAL Base Objects¦Cable¦A30¦Z20¦0502 |  |  | B1-ZT-13151A HAN 10A | HAN 10A |  | -XA65 |  | 2024-06-14 / Panek, P. |  | @@UU@@C@@ABAIAArpUQpjGMY5zmQZBjnMY6DnQdB0pQBCkIUlCVJSBCEJSg6lKSlQFAUlIAKUpQAJAACgAUBSkqQpKFAQlQEqSpKgKQlIEqApSlIUACVJQlKgAAAAAAAAAAAAAAAAAAAAAAAAAAAAAAAAAAAAUAAAAAAAFAAAAAAAAAAAAAAAAAAAAAAAAAAAAAAAAAAAAAAAAAAAAAAAAAAAAAAAAAAAAAAAABCs7/H9fSeD7ecTu/f/InACeoT7unxftR6eP+vmPAXrHhXk8v40fYGbZ6OWbzV/3h/C4tzys8enD/8vDySieI5q70GjWkA/8AnU3EPNFu0BZjFxG9FArzCXR+vJQsVSVrZQZJSJSgh8USgIiUEtAkg5YgC+VCELVB4wCxCBIkTwTwSukyIImd6GiUTwtIscvPOjISCrmkhDoElhXDgiqU7StttSGJIypFPPHlQmzzSqE6oFxeUP6T8N6WY2uaKKgOvALh8leECfBvAJqBH9w1CaiFkw7okEoOOEkRq/ITUl8JISBPzkJNv6LQJhNl02bVO0h55qs8qANxCbd3fdEwWiWita8AHYEs369tZqxIMnPdTbXt62WzsVdAnB25rfgjYE1s12CwC2fLQdyWilDs5aKLO58XDiwobc/owS4rKp94TKJuXz5M5u6ZsuLJLpE9E0ybNG1oszYxO1sRkrq96/Gpopux0VgnFlAydVCrZ04/4+QTL78hM2/r15RJZs+76ZYutDdAme8DB0GoSOv2RNgE179ImATtVibxTx9sSPl9gmIT1iQJ/gnWBLgTDj9uMr3IPOAlQlvq4vomJhNecVy3glwkhL1JgTHMCfTKgSgSpSCmn1vDp2BPbAk5gE1H+iezDiKxIMLQCYhJu+AlIlwJAmQT4xIEyYiDvZBOEE+cDugahJRHekHwsOxyfUCAAHuA==
20139 | B1-TCS-1301B-C4012 | 1- C5XFE-R /ST/ | 2 x 2 x 1.0 mm² | 100 | B1-TCS-1301B-XA65 | TCS I/O and marshaling cabinet | B1 | 003 | 003 | B1-ZT-13171A HAN 10A | POSITION 1 LP CONTROL FLAP |  |  | DSPW/SUPP.FI | -C4012 | 1- C5XFE-R /ST/ 2 x 2 x 1.0 | LOCAL Base Objects¦Cable¦A30¦Z20¦0502 |  |  | B1-ZT-13171A HAN 10A | HAN 10A |  | -XA65 |  | 2024-06-14 / Panek, P. |  | @@UU@@C@@ABACAArjUQpjGMYxzmOc5znMY50HOlKEIAhJ0oSlKkASpKEJQdSlJABAEqSpQEgAlQFAAACgAUpSQJQlKFAShQEqSBAAIQkClKApSlIUACVJQlKgAAAAAAAAAAAAAAAAAAAAAAAAAAAAAAAAAAAAUAAAAAAAFAAAAAAAAAAAAAAAAAAAAAAAAAAAAAAAAAAAAAAAAAAAAAAAAAAAAAAAAAAAAAAAABCw/Vr+7qPL0Cfh5+L+RO8Ce0Tq9H7T/rw/14z7C1Y8q8fr/Kj7w8+np5Juaz+7342m1olh5bfN/+15pp4wxHpwZkGqmQD/wCbfYQ5ox7IGHILfLYoFfSJbHPx0LFUlbGUGWUiUoIfREoCIlBLrCSTkQulQhC1QcoBhQgSJE8E8ErZMiCJndiiUTwtIscnROjISCrlkhyvXElervlcp2ldmhcuWSGBI2Eio/NCWmakTbAuMxO0z79yWY2+Uc1YIU3s1l4CijUAmsEf3DWJrIWTDqEglBwwkiNfqE1pdCSEgT1yEm7ejGBMJmdGHTTMh0TU7EqANxDVq3BK8QmIVsXsAfGJh7W2sr4kHPlw3t/FdZvX+kT5KtjXRmEsnsx12gT4qLaTwUTaMFaHPlwd27f6JsOC2+h8/sxyx1TahKhNvPPwaS2Wzexy6hM2qedOzs1bW1iz5ROLPH6XYa93Pcp4ac9tGAE79wFudDt19fRb/H0CbG9ITTvZxMmjraor3obYDswOm0CvpNYkd3cEzAmK3aErE4LBN0p4e+JHi94l8T3CQJ/gncBLQS9k+GQs3IPYAlQmP28HkmJhMU4rmuBLRJCXKTAmSYE+uVAlAlSkFNPueDZzifCBJysT5T/RPfevlgkF5oBL4k30gJSJaCQJlE8IkCZb5B4soneBPIBxAaxJRHj+YPAw7HH9qAAAfEA==
20140 | B1-TCS-1301B-C4013 | 1- C5XFE-R /ST/ | 2 x 2 x 1.0 mm² | 100 | B1-TCS-1301B-XA65 | TCS I/O and marshaling cabinet | B1 | 003 | 003 | B1-ZT-13131B HAN 10A | POSITION 2 HP CONTROL VALVE 1 |  |  | DSPW/SUPP.FI | -C4013 | 1- C5XFE-R /ST/ 2 x 2 x 1.0 | LOCAL Base Objects¦Cable¦A30¦Z20¦0502 |  |  | B1-ZT-13131B HAN 10A | HAN 10A |  | -XA65 |  | 2024-06-14 / Panek, P. |  | @@UU@@C@@ABAIAArnUQpjGMY5zHOc5znMZBznQc6EoSg6FIShSkoApCUoQdSVASlKlKSpSgAApSgKAAClAUpSkqQpKVKUlSVJSBAAKQhSlKApSlIUACVJQlKgAAAAAAAAAAAAAAAAAAAAAAAAAAAAAAAAAAAAUAAAAAAAFAAAAAAAAAAAAAAAAAAAAAAAAAAAAAAAAAAAAAAAAAAAAAAAAAAAAAAAAAAAAAAAABCwe/r+Pp+iPq5hO79n8icIJ5hPr6fB+1H66/6vHyFix315PL+FH0hnz9Hhm5b393ftsPm2ZYPF88v/p7/JRF+IrLEGnNIB/4BOpqQ5YxaQMGIWs3ooFfuEsj8uShYq8Eyt9mg8cpEpQQ5YlAREoJaRJJShbKhCFqg8QBgQgSJE8E8ErJMiCJneiiUTwtIseHmnGQlUkIhD73QJK4VUxM0LdMWKSFaQbCUkgPIhGaakTl2wLC0oZuGxL+JrKKQQq8d2oCe5ugJrBH9w1iayFkw6hIJQccJIjX+ImtLISQkCeWQk3WwgSEzPPf2dBoQ55qs8qANxDd3dQlzEJiFby+wB1xMG/1VlWJBk5rMNfNh2L/B0CcPHh7UXBK8uOq0CjDRbSdyWzUhb2/zOxwVSu1Ibfb3LlU016qf1RLRNy2fs5y7pm268fFN0ifpPMlzRVp04c2QSrf0ZotwXetltU9ynLZRgBNrABZ1UKtPUx/x7omXr4phNWziv7Aks2f1or34bIEv2AabnQaxI9fgEygmG3aEuCdm+JvFPHxCR3vQJWJ5xIE/wTfBLAS7j9OMvaoOcBKhMXm4vhmJhMM4rsWglgkhLVJgTHMCfFKgSgSpSCmnzvY2sonpgScuCdo/0T0Xay8JBdaASsSb3gEpEsBIEyCe2JAmSsg72QThBO6B3APZElEfAntMOXk+UEAAPUA==
20141 | B1-TCS-1301B-C4014 | 1- C5XFE-R /ST/ | 2 x 2 x 1.0 mm² | 100 | B1-TCS-1301B-XA65 | TCS I/O and marshaling cabinet | B1 | 005 | 005 | B1-ZT-13151B HAN 10A | POSITION 2 HP CONTROL VALVE 2 |  |  | DSPW/SUPP.FI | -C4014 | 1- C5XFE-R /ST/ 2 x 2 x 1.0 | LOCAL Base Objects¦Cable¦A30¦Z20¦0502 |  |  | B1-ZT-13151B HAN 10A | HAN 10A |  | -XA65 |  | 2024-06-14 / Panek, P. |  | @@UU@@C@@ABAIAArqSQpjGMYxzmOZBjnMc50HShCEJSlCEIShKVKUBCEKSg6gKUpClAQpQFAUpQAJAACgAUlSkqQpSFKUlKgJUpAAKQlIEqApSlIUACVJQlKgAAAAAAAAAAAAAAAAAAAAAAAAAAAAAAAAAAAAUAAAAAAAFAAAAAAAAAAAAAAAAAAAAAAAAAAAAAAAAAAAAAAAAAAAAAAAAAAAAAAAAAAAAAAAABCt+Pi6vBHf+voE4/t/kTfBPQJ9nV937Uefi/qw75eseFeX8/HR9QZ9HTzTc9n94PvvLtErfF4Pp/+PDyzxbEWGVBpxSAf+ATZ2kOeLtcC3GLhN2KBX8BL4/XloWKpK2MoPylIlKCHmiUBESglriSTVMspLQhJaoPEAWoQJEieCeCWrlmZiCJ2qKd2KIWsWObonCQkKV/jJCHXElWVRTKZoXHjsQwpGdKSR5EINE3jmAqE7AGYvKXnn4OjMmRxFF1YIYLbJwJ69wBNII/uGkTSQsmHcEglBxQkiNPkE0pfCSEgT9JCTdzUAkJodXF19Y1kPLNVolQB2kNvb2hK7hLhWxe2B7Alu92VlhEgydF+phv4s2Lb9npE3+9dXGcSzVyVZgLp81B70talDFXnlZsYfasrQ2fc81sraZtoS8Ts459/Ga0tnBdLqE800yaKM+bFmuE48sY+1otwbma9T4K6819NoJw4gL+whVrYNjJ/HwiZ+7ISnR3LsU+cSbR1/PGHehvgTRlAq6TiEju7wmcEty7AlYnDYJulPe9sSOT1CYRPSJAn+CbwJeCYMfrxlm1B5QEqEu9HD80xMJqTiubKCXiSEyqTAmOYE+eVAlAlSkFNPpeDYzieuBJysTSf6J6sGEsEgwNAJhEm+IBKRLwSBMgnGJAmTCQcmQTgBPlA98DSJKI+TkD3WHV5foBAADrA=
20142 | B1-TCS-1301B-C4015 | 1- C5XFE-R /ST/ | 2 x 2 x 1.0 mm² | 100 | B1-TCS-1301B-XA65 | TCS I/O and marshaling cabinet | B1 | 003 | 003 | B1-ZT-13171B HAN 10A | POSITION 2 LP CONTROL FLAP |  |  | DSPW/SUPP.FI | -C4015 | 1- C5XFE-R /ST/ 2 x 2 x 1.0 | LOCAL Base Objects¦Cable¦A30¦Z20¦0502 |  |  | B1-ZT-13171B HAN 10A | HAN 10A |  | -XA65 |  | 2024-06-14 / Panek, P. |  | @@UU@@C@@ABACAArlUQpjGMY5zmOcyDnOYx0HQg50oShCFIShKEgApKEIQdQEgSpKQKUpQFAUkAFAABQAAAhKVKQlSUpAlKVAQpIAJQpQEqApSlIUACVJQlKgAAAAAAAAAAAAAAAAAAAAAAAAAAAAAAAAAAAAUAAAAAAAFAAAAAAAAAAAAAAAAAAAAAAAAAAAAAAAAAAAAAAAAAAAAAAAAAAAAAAAAAAAAAAAABCxfVq6uWPF0CeHx9/+RO2Ce0Tq/H9p/Zyf1fPtMix4l5uf0UcoePP0+Sb1V/3f8uU055YvP4bf/5fv5qIsiMJcg03pAP/AJtbiHqjW0gYsYuAyxQK+YTLHr5qFiqStbKD0ykSlBD5IlAREoJaBJJljyoUISWqDzgGJCBIkTwTwS/PPdOzkEUBTvxPC3hY83ROEhIUq9EkNquDrCTYC/ZflO0rly2IYkjOlJzoTGzNIpE64GYmXEUMp+K0LG+TzYagDXgEv3V0AT07oCagR/cNQmohZMO6JBKDkhJEavyE1JbCSEgTnkJNv2ASEtdfDsbBMh0TU68qAOuhubm2JesEsFa13QOATF2NpZYBIPXkxX/0uur7WDpE+Tj+We4SvNjqtA1ontoO7LYrpQ4u7bXwVcfDhyYEO5+tkr1M28JUJt4Z+POaJbV+yXUJs7086aKdOnFdjE710ZK6t63Ipop0XZKcIJooAyXIVbGbH/HfEu7MhNfsb+YTHn4NmPZLB2YbYCiB2LQJr3SahI7WsJcCWZdIl4TiwifGU8nGJHz+8TAJ7hIE/wTfBMoJfx/DGV7cHQAlQmt7eH7JiYSycVutBMokhLVJgTHMCeCVAlAlSkFNPueHTmE+ECTl4TUf6J77+ArEgvtAJgEm+kBKRMoJAmQTvCQJkwEH0ZBO2CeAD5gNQkoj64DuMOb8PuQAAD4g=
20143 | B1-TCS-1301B-C4016 | 1- C5XFE-R /ST/ | 2 x 2 x 1.0 mm² | 100 | B1-TCS-1301B-XA64 | TCS I/O and marshaling cabinet | B1 | 002 | 002 | B1-SKD-13103-PYV01 HAN 10A | SERVOVALVE FOR HPCV 1 |  |  | DSPW/SUPP.FI | -C4016 | 1- C5XFE-R /ST/ 2 x 2 x 1.0 | LOCAL Base Objects¦Cable¦A30¦Z20¦0502 |  |  | B1-SKD-13103-PYV01 HAN 10A | HAN 10A |  | -XA64 |  | 2024-06-14 / Panek, P. |  | @@UU@@C@@ABAEAArvUQpjGMY5zGOc5znOc5zpShBzoQlBzoQlAEJSpKgKSg6EpAlSVAUBKlAAlQFAUACQAUpSlJSpCUgUgCkqShSlKQhQEqApSlIUACVJQlKgAAAAAAAAAAAAAAAAAAAAAAAAAAAAAAAAAAAAUAAAAAAAFAAAAAAAAAAAAAAAAAAAAAAAAAAAAAAAAAAAAAAAAAAAAAAAAAAAAAAAAAAAAAAAABCu+Dh4+k5hPn+3j/kT3QT1CdPl/af0+//XyHzGFY+t9EPkl9lH0hj5Ojjm/Gz++rXiPF1JXfu+r6P/qm8cRciJq8SDLNIB/4BNHWQ2IvyAu3L4tZyxSK+YTDH6eOhYqkr+bKD75SJSghsiUBESglsCcEyY48qFKEgtQwQcgBeQgSJE8E8EuWTIgiUz14nomiULSLFNHm5qQzTCSBOTRDoEmsrpiZoGkuzYsVxC4kdRKKo9CE5sTT1CSltgZCmyIoZLP+V5tk2Muw1Aha89dAE9GoBNYI/uGsTWQsmHUJBKDhhJEa/wE1pihJCQJyyEm37wEhNTu3M+fZ2UOea11ZUAbiG5q0iWtOETCK3BwaQOAS/2NwZbwkGXmzYLN/nulzs2dAlPbm4oyiV38QF3MY5yvN3tm0hGbY7MuxVbqQ2u4TbomITbvac2arb2ukS9JP13tjPs4727hEnz/BFzLvZcqmjJ36tWSq6CYwKtxC2Z5/4+ETLkkJlwd3JZtZBL+PKemLm/DjgKIGvMB0HEJHBpE0Al3JnEsE7dgmop18IkfF7BKxPWJAn+CaATECW8HtwFm5BzgJUJf9XveGYmEvTiuTGCYhJCY1JgTBMCfLKgSgSpSCmn1vaz5RPbAk5aE3j/RPZbrLBILbQCViTfGAlImIEgTCJ3BIEw1kHgwidoE74HdA1iSiO94Q4mHN5PEIAAHuA=
20144 | B1-TCS-1301B-C4017 | 1- C5XFE-R /ST/ | 2 x 2 x 1.0 mm² | 100 | B1-TCS-1301B-XA64 | TCS I/O and marshaling cabinet | B1 | 002 | 002 | B1-SKD-13105-PYV01 HAN 10A | SERVOVALVE FOR HPCV 2 |  |  | DSPW/SUPP.FI | -C4017 | 1- C5XFE-R /ST/ 2 x 2 x 1.0 | LOCAL Base Objects¦Cable¦A30¦Z20¦0502 |  |  | B1-SKD-13105-PYV01 HAN 10A | HAN 10A |  | -XA64 |  | 2024-06-14 / Panek, P. |  | @@UU@@C@@ABAEAArvUQpjGMY5zGQc5zmOcyEHUhBzoQk6DoQBAEJQpSlIUg6lJSpKlKApIFASoAFAUBQAAAkCUpSlKVJUkCgKSlKlKQkClKApSlIUACVJQlKgAAAAAAAAAAAAAAAAAAAAAAAAAAAAAAAAAAAAUAAAAAAAFAAAAAAAAAAAAAAAAAAAAAAAAAAAAAAAAAAAAAAAAAAAAAAAAAAAAAAAAAAAAAAAABCwdnm6Txc4n1+Dw/yJ7gJ6ROnxftP+vL/X0H1Fqx3Hyw9+Xdo7YZfJ0eGbz2f37deQxbUsH3dzt//2+73qIwxE+xcgywSAf+ATd0obkY5Ad/BaLWeaKRX7RMsfn4KFiqSv5MoPvlIlKCHxxKAiJQS0CckyXRuIUoSW8QeQAwoQJEieCeCWaaZmIIkEp+KJQtIsUePnqpDNOJI88CRAGYLBJWVxTKZoG22tCxI2kp0Rj8qFBtzl4TeAuKidvVNH4zTLhb5RsXJeQaoUv6bKQJ6adQCawR/cNYmshZMOoSCUHNCSI1/gJrTLCSEgTzSEm4sQEhNLi4MGfPuGdD0TX9uVAGlCnVpEvabRLRWkceMDjEw9XqDLhEgu59nHZxZrcODq7HQJVyza4vCV4sgGDaMs5X19upC3k0aOTjp3bJIUfCTahMonUxb+bNVvbvSJhkno28+5kwcGMTP8cWXcN1ymjL2KtWWrYBN4CrShfM/8fIJdl35hNm34tmze2RMd20fpGDihywFEDXmA6DWJHHqE3QTBdoEsE5bBOAp5vgEj5vWJWJ6hIE/wTQCZAS/j9mMs34OcBKhMXp9/tTEwmGcVuygmQSQmVSYExzAn0yoEoEqUgpp9T72fZE9kCTl4ThP9E9d+ssEgvtAJWJN2QEpEyAkCWidYSBLayD57RPdBO0B1wNYkojsfKHWYdrvfYIAAHtA=
20145 | B1-TCS-1301B-C4018 | 1- C5XFE-R /ST/ | 2 x 2 x 1.0 mm² | 100 | B1-TCS-1301B-XA64 | TCS I/O and marshaling cabinet | B1 | 001 | 001 | B1-SKD-13107-PYV01 HAN 10A | SERVOVALVE FOR LPCF |  |  | DSPW/SUPP.FI | -C4018 | 1- C5XFE-R /ST/ 2 x 2 x 1.0 | LOCAL Base Objects¦Cable¦A30¦Z20¦0502 |  |  | B1-SKD-13107-PYV01 HAN 10A | HAN 10A |  | -XA64 |  | 2024-06-14 / Panek, P. |  | @@UU@@C@@ABAAAAroUQpTGMY5zmOg5znOcxjoSlCDoQdCUIQpSgIUBCkqShCAKSpQEqABKgJUACgKAoAAKSBKkoAhSQIUpQAJQpKQIQoClKApSlIUACVJQlKgAAAAAAAAAAAAAAAAAAAAAAAAAAAAAAAAAAAAUAAAAAAAFAAAAAAAAAAAAAAAAAAAAAAAAAAAAAAAAAAAAAAAAAAAAAAAAAAAAAAAAAAAAAAAABC1vDxdh1CfVzc38ifACeoTs+79qP17v9fOfSZFjyPRDyy+2nxhn+/r5p+iz+9fBmK9EsPPe8f//Z5PLTERE7MyDLRIB/4BNOpDtxjkBy4cguA6IqFfMJmjp5aViuSvpZQfjKRKUEPmiUBESglpE6ZpbHOhUhJb0EfgAYkIEiZRBRBKGCCJBKfvRKFpFjnq6qQ0XikSYJLb9ERBpEoswVxNpHYzZsCGFI10rOhCZ257ee8JqAuJlIT9ONvXyKMNxWBBdEgWpb+1ZWBTVugJxgj+4cYnGQsmHeEglBxQkiOPzicaWwkhIE/KQk/fxASE3Xfw6dnX2UPzne7W1OoDdQjVRv9wS/lEyiuEclYHAJi3p6hn7okFvVdVjs3p38OHRwU63WJe73eotEw5bwGK4z0GDv9qtCvHh5OC7YsyX0NNZRuCUiaceLWtxXtnF2CY5Jdm0aM+Lbyia/fiy7VdapcZ/kr2s9eEE3QK7UL5sfx8olueQlvJbf02iYs1x+kWbsOWApgcFwHWfEJG/uCaQTWz7AlgnDYJ3Cru/CJHg9gmAT1iQJ/gm+CZgS/k9uQs3IOkBKxMfq4fFMmJioFbc4JmEkJnUmCZJgn0SpEpErUgqq9bw7NwntgSgvCb5/onsv4CwSC+0gmASfzAJUJmBIEyicgkCZcBB4MonCCeID4wOISUR4eIORh0eX6wAAA9wA==
20146 | B1-TCS-1301B-C4019 | 1- C5XFE-R /ST/ | 10 x 2 x 1.0 mm² | 30 | B1-TCS-1301B-XD11 | TCS I/O and marshaling cabinet | B1 | 003 | 003 | B1-TCS-1311-X32 | BOX TPC/OPS | B1 |  | DSPW/SUPP.FI | -C4019 | 1- C5XFE-R /ST/ 10 x 2 x 1.0 | LOCAL Base Objects¦Cable¦A30¦Z20¦0510 |  |  |  | -X32 |  | -XD11 |  | 2024-07-20 / Panek, P. |  | @@UU@@C@@AA/iAArWSQpTGMZBjnOc5zHOc6DgOhJ0IQlSEHSpKlKUdSEpQYAEqSkCgKUpKgKUpQAAABQFKAkCUpUlKVJUlSlJSBKQJOAAFJApSlIUACVJQlKgAAAAAAAAAAAAAAAAAAAAAAAAAAAAAAAAAAAAUAAAAAAAFAAAAAAAAAAAAAAAAAAAAAAAAAAAAAAAAAAAAAAAAAAAAAAAAAAAAAAAAAAAAAAAABCw9q7nNonf/kT3wT1Cfnz+D00/tyf12sX2ELHb++Ih7sij7g7ni5tz8KPN/fk8GU3tMsPi7vc//tymY4JyvZUGeiQD/wCb+JTDpAv4hbDyxSK/iJb45ejvVAR35C+dvQcMpEpQQ0RKAiJQS6IkkzR4UKUJLXB4wDEJAkiiCiCUMEESSjXFEAUi+HbQFcxJAn5dPUJOymybUhLHjwIX0jdCszoTNE+CsSOCAMxmaX4TyaajzWt8nj3ANDAEQCYr8YP0vFYEVV1LrAS4Ef3C4S4lJYIeMSJREHLCSi79RLhzwEhIE8shJ9TQFoExPO4N/JmElTuxKgDh4kNIa+JTbaJaK4E4gPgEw7LyS6gkHoy4bM1mzmE5LsWyOvizCX6McIfFiy0HY3qWoSe3Jh5NVlYnYK58YlomrPhzzqyaecTDIOCjRLdv4BLp7nDgxThS7RhpsBNYFvREnx/x8gnTgTJjEqx8OS73tW/f1w2wJXnA5jlEj3fSJqBLc28JlE6t8T3Crl6wkfL7BLwnrEgT/BNYJlBLLfbaX+lBtASsTH6tn1TJiYqBXPmBMokhMykwS2YJ9cqRKRK1IKqvW7NW6J7YEoNwTrH+ieyy8XxILGkEvCT+cBKhMoJAmQTsiQJkvEHzZBOQE7IHxgdUSUR9H0h12HR3vtQFVegA
20147 | B1-TCS-1301B-C4020 | 1- C5XFE-R /ST/ | 2 x 2 x 1.0 mm² | 30 | B1-TCS-1301B-XD41 | TCS I/O and marshaling cabinet | B1 | 002 | 002 | B1-TCS-1321-X93 | BOX OF VMS | B1 |  | DSPW/SUPP.FI | -C4020 | 1- C5XFE-R /ST/ 2 x 2 x 1.0 | LOCAL Base Objects¦Cable¦A30¦Z20¦0502 |  |  |  | -X93 |  | -XD41 |  | 2024-07-21 / Panek, P. |  | @@UU@@C@@AA/eAArOSQpTFMc6DHOcxzmOdBzgOhCUJQhCEJQhKVISBSkJQcCkgApSAJUpSgAUoCgAABQFAUpIFISpKkJUgAFJSBSVKQBSlKApSlIUACVJQlKgAAAAAAAAAAAAAAAAAAAAAAAAAAAAAAAAAAAAUAAAAAAAFAAAAAAAAAAAAAAAAAAAAAAAAAAAAAAAAAAAAAAAAAAAAAAAAAAAAAAAAAAAAAAAABCxfFq6zpE+z+ROjiBPSJ9HX5P2p+vH/XxnzGRY8Tzw80vFT6Q5vL1Sy2fh/fm+3MbOmWL7o+v//q5vHS2RVLBmQZ6ZAP/AJt41LdkDDhF1jzxQV8ol0fl46LHkxkxfQ2QbcpEpQQ0iUBESglsiSGupCXOhA3oOgAxCQJIpBVBKGCCKwmwxFOCKQtYvP01BISFOjYElevUmShbIa0J224ULEjMF7OR5kKtETvCVaY2gMpmK3udqdPRkcJPHfAMsCRAkF6zdoBSm8AmoEf3DUJqIWTDnEiURB34SUcn3icg5YCQkCeeQk+HXxgTE/Fw9na0iSpn3JToBuoaDTv7ynTcJcK4h2wLx7QmLfx1DPgEg381dtmvOzu9Qne47eS3MJg1ZMoGO2Z4KtiBLrvBr7eH27L6lZotn+cpY+m92xMwm1p4zPVsYr9kusTJIJ6dzBrCZcF/ctt0Qpy6baWAnCBdpE4P45RO5AmW/jEjJd+m1f4YcUCUuA6jUJHd3hNgExZNAmMTjwCbZXyd8SPD6xLBPUJAn+CboJlBNbJ7Mhg2oOkBLwmP08XyTJiW1CuvmBMokhMykwTJME+WVBKCXlIK6/U8XZzieyBKi+J7h/onr1rDAJBrNASwSfwgJWJlBIEuE94SBLrCD4LhO8CcoHuge+JKI8OoTPzfOqiq9gA==
20148 | B1-TCS-1301B-C4021 | 1- C5XFE-R /ST/ | 10 x 2 x 1.0 mm² | 30 | B1-TCS-1301B-XD21 | TCS I/O and marshaling cabinet | B1 | 002 | 002 | B1-ATS-11001-YS01-SYS | EXTERNAL CNTRL ATS - STRT UP |  |  | DSPW/SUPP.FI | -C4021 | 1- C5XFE-R /ST/ 10 x 2 x 1.0 | LOCAL Base Objects¦Cable¦A30¦Z20¦0510 |  |  | B1-ATS-11001-YS01-SYS | -SYS |  | -XD21 |  | 2024-07-21 / Panek, P. |  | @@UU@@C@@ABAQAArtSQhTFMc5jGOcxjGMdBjoQg6EJQhKDoQlKQJShCUnOgCEpAACQJSlKUgSkCQAABIAJSBIAHSlKUJSlKUoABKUpQACVJApSlIUACVJQlKgAAAAAAAAAAAAAAAAAAAAAAAAAAAAAAAAAAAASAAAAAAAEgAAAAAAAAAAAAAAAAAAAAAAAAAAAAAAAAAAAAAAAAAAAAAAAAAAAAAAAAAAAAAAABDw9zf0cp5DjEQ/sR0hHWYR9hHDy+j6x/jN/ndr8IyTeVcLLzPRHxho9XJ6IT/D/eLhxHv1Hw+3yT/t9HneRxnntQJ9NwF+gEZMe0kU5AMFQE7CYsaIkvUIsb5aIgN53EttTMe53HdiDqRoMDM7D5BFMEsUUD+lAwrzHsAKUDCGcixIw7JhhnUrNCRsTuwEolHo8cQcQyR6zVEPMlNGaQFKA9VU6CdGkF44kEmNoSiNcDCWEi6EnUyGxUqL7S0zCAuZk0aPbECSO0AjOCF/IZxGcd0mGVQhh2GzOh2z+4RnFawOIYRxOIhz6QHEfFb+Da2Nfm66D5wm1HiBlQX9vKIv1iKxJUC5wHNOkIp6fVkFDAIY4MVM/Tqlx4N245BG9XXwV3CKfnhzXAXrZ4m9Rra19BLvR47dgnvINk65e1tSXNuCNMRtX9WNc+CiduURkqgETHJsUUiI2amGWSqiGPLbC1mEc76Y7arzAi7ngY9lBf19K5z+uwIu6LiMEuIQ91OXTxNNuMrGCtktWUDkM4huh9RFwIqt1RFgjq0CMpLnzCG7P4ETiPuIYR/wjbBFoImr/NZRsscYCLwir7b3fgQEUyCS0sQItEOIxJEARXAEeB4iIiLyQxLL91u61wj8sIkL4jcP/EfiacoEMTKIInEQ7YCJRFoIYRYI3xDCLJxjtWCN0EeADrgdYQ7N3nDgTK7R4gEAAcw=
20149 | B1-TCS-1301B-C4022 | 1- C5XFE-R /ST/ | 10 x 2 x 1.0 mm² | 30 | B1-TCS-1301B-XD21 | TCS I/O and marshaling cabinet | B1 | 002 | 002 | B1-DCS-11001-DI08-SYS | RESERVE DIGITAL IN |  |  | DSPW/SUPP.FI | -C4022 | 1- C5XFE-R /ST/ 10 x 2 x 1.0 | LOCAL Base Objects¦Cable¦A30¦Z20¦0510 |  |  | B1-DCS-11001-DI08-SYS | -SYS |  | -XD21 |  | 2024-07-21 / Panek, P. |  | @@UU@@C@@AA/8AArhUQpjGMc5jmOcxzGOc5zJSg50gQhKUIUhQFKQhCUKUdSEpAACUqApSgJUAClAAoAAKUpQEKUgCEgSoCUpSpKlJQAClKApSlIUACVJQlKgAAAAAAAAAAAAAAAAAAAAAAAAAAAAAAAAAAAAUAAAAAAAFAAAAAAAAAAAAAAAAAAAAAAAAAAAAAAAAAAAAAAAAAAAAAAAAAAAAAAAAAAAAAAAABCyfJs6j6OgTm+z+ROAE9InVzftP+vH/Xy5fnIWPteeH7pV0fUGfw9MubF5/78nPnKr5Y/Fm5f/+vlmnskQV5kGmiQD/wCaNxTJ1wMFdgsjyxQK+ES2Pz5aAI++QvnaoPHKRKUE0meJoCIlBLUJJc06EudCBpgr/AAyIQJExTBRBKiTIgiYJ5t6UoApFn5+igJCQp4jaElhxlFU4NIE6zZcuJDEmcMJ5UJ9MTUidgDEZidm/Ht7R7uVrKcFkIO5Al5EFZj8dIFFG6AmwEf3DYJsJSWCG0SCUHwQkiNnkE2DngJCQJ5pCTe5YBIT8nbx6+xrQ9E2C8lQB2kN6qqEMOQTIK1jrA1G+JZu8GTfpGiQkHR3ctuOOLZfZxdY6RKbaMHcy45XiZJp7fe0ge/djoKMOvXhQy3abJ9e1XdOhyHdNO3tYOyJeJuYLeO/VqqjqEukFurRorsEz4seKzrdq64Gf9Mt91OQEvAnya0MGv+O8JN7chJaNqVwmPPP8OarehsgS+0DpOMSN/dE1glmbriWicNYnZKe3xCR3/WJiE9QkCf4JugmYEqt9lpXtwegBMAmX08HgmJhLJxXRnBMwkhM6kwJbMCfNKgSgTApBTT6nh16RPZAk5hE3j/RPXViKxIKmgExCTd8BKRMwJAlwnIJAl2Ig71wnCCeADuAcgkoj4/iDkYb+X6RVVX2gA==
20150 | B1-TCS-1301B-C4023 | 1- C5XFE-R /ST/ | 10 x 2 x 1.0 mm² | 30 | B1-TCS-1301B-XD22 | TCS I/O and marshaling cabinet | B1 | 001 | 001 | B1-DCS-11001-DO04-SYS | RESERVE DIGITAL OUT |  |  | DSPW/SUPP.FI | -C4023 | 1- C5XFE-R /ST/ 10 x 2 x 1.0 | LOCAL Base Objects¦Cable¦A30¦Z20¦0510 |  |  | B1-DCS-11001-DO04-SYS | -SYS |  | -XD22 |  | 2024-07-21 / Panek, P. |  | @@UU@@C@@AA/+AAriSQpjlOY5zHMc5jmOdBznUg50IQoCUKQhCFJUhKkoQdIEKUoClAUpSlKSAClAAoAAKUpIEKUgCEqAkCUpSpSlJQBQFKApSlIUACVJQlKgAAAAAAAAAAAAAAAAAAAAAAAAAAAAAAAAAAAAUAAAAAAAFAAAAAAAAAAAAAAAAAAAAAAAAAAAAAAAAAAAAAAAAAAAAAAAAAAAAAAAAAAAAAAAABCw/Hr6z6OkTn/kTv+0CecTr5/2ufr3P6+Sz5yFjvvRD9ssE/qDL4Ornoq/H+/H0ZTyaJYfD9cv/+zm+6eKRHNXsINOzIB/4BNG6pZqApw2CyPLExX7xMkfnzzAjL0UC6GqDxSkSlBRJnFEBESglqEkuW4hLMhCZIpg8IBYhAkSLsFyCUMEESCijelKAJi3PB0zCQkKYjZEleuXqAZgVlFllSFSbAXilY8iE89EqRNoC6ZCbRxbekxNRP8MV5B9mFM4YK/FdAnOvdATWCP7hrE1kpLBDaJBKDkhJEa/GJrHNASEgTyyEo4LAJCfk7lera2kPNRTolMDsoexfvwhewiYRXAOgDSdoTFu8G/iujOgSDp9yzHXl7fJnsuduOoS7jnTylmcTBhx8OYDjtrmTNWqlCmOHj4v02qvXpQ9490t1Xd4TMJu3dOfkz6aL96XWJjkFmzpyV3hMlVdWL1t620G5m27Z1glm+BPDoQ3Nv+PfE0cMhM+bTsCWZ6Lx3c1W/DjgJwNVoFHUaxI4O0JtglmTSJaJ3KxOyXeTjEj4PSJUJ6BIE/wTeBMgJfx+rGYNyDzAJSJZ5+L5qCgTFcFdjKCZBJCZVKATHQCd6UxJiUqQXbvofb1ZhPVAlwvCbx/onpv1GASC+zBKhKPiAS6JkBIEtE4hIEtqIPhtE4gTvAcoHKJKI+VO6w5ub6VVVXsAA==
20151 | B1-TCS-1301B-C4024 | 1- C5XFE-R /ST/ | 10 x 2 x 1.0 mm² | 30 | B1-TCS-1301B-XD22 | TCS I/O and marshaling cabinet | B1 | 001 | 001 | B1-DCS-11001-DO06-SYS | RESERVE DIGITAL OUT |  |  | DSPW/SUPP.FI | -C4024 | 1- C5XFE-R /ST/ 10 x 2 x 1.0 | LOCAL Base Objects¦Cable¦A30¦Z20¦0510 |  |  | B1-DCS-11001-DO06-SYS | -SYS |  | -XD22 |  | 2024-07-21 / Panek, P. |  | @@UU@@C@@AA/+AArlSQpjGMcxjnOc5jmOc6DnOk50JUBSEHSlCgKQlSEpQc6kKSkAFJUBSQAUoClAABQAKUpIFJShSUpAkCkpSpKkqQAClKApSlIUACVJQlKgAAAAAAAAAAAAAAAAAAAAAAAAAAAAAAAAAAAAUAAAAAAAFAAAAAAAAAAAAAAAAAAAAAAAAAAAAAAAAAAAAAAAAAAAAAAAAAAAAAAAAAAAAAAAABCwfLs6D6eYTl/kTvcIJ6hOjl/af9ex/Xds+ghY7z4Ye/K9R9YZPFz8s130f35fDkPNnlg8n2/Z/8fd4J8MiJr2RBp0SAf+ATNvKYdIFyuwWR54oFfGJbHp8FAEffIXM1wfhKRKUE0meJoCIlBLSJJcc6EsyEDbckeQAwoQJEimCeCWeTIgiZ8cUT9WUoAuCz+LmoCQkKXK40iTV0VzA0AU/lPbbeQvJmCuqLTzoU6J51mqE6dwCcy0xDN8FBgaye/SB6IBaq/LmCkCiW+Am0Ef3DaJtJSWCGwSCUGyEkRt8wm0ckBISBPxkJN1sIEhPS7vXwadWpD85qs8qAN5DXdrhCrCJhFbw3wNmo4RLN/3uCykaJhIOb4sVuC/xbM9me3ilziXMdNXbu25xMFmOnCBx236CjVquIbs/Bopp01VIds7Rc46N8TIJ7tOjJ2ceiauqXQJZILNzRrv1Cacl7Besy68eMGf9OpjowAmLUBRg6iGn+PjEz8EhM2XTkEw7k2zLX1YbIErxAc5xiR1vfE3QTDb0xMQnFeE3ins9gSO57BLonrEgT/BNYJjBK8XtxF73IOYBLglnq6/zTEwmGcVy5ATGJITIpMCYpgT55UCUCXFIKafW8WrcE9sCTlQms/0T2V3S8JBW0Al0Sb5AEpExgkCWibBIEtukHctE4QTkA5AOQSUR2u6HwsObv/Uqqq9IA==
20152 | B1-TCS-1301B-C4040 | Cu | 2 x 2.5 mm² | 100 | B1-TCS-1301B-XD34 | TCS I/O and marshaling cabinet | B1 | 005 | 005 | B1-XV-13604 X42 | EADSF GLAND TO TG |  |  | DSPW/SUPP.FI | -C4040 | Cu 2 x 2.5 | LOCAL Base Objects¦Cable¦A30¦Z21¦1502 |  |  | B1-XV-13604 X42 | X42 |  | -XD34 |  | 2024-06-19 / Panek, P. |  | @@UU@@C@@AA/mAArYUQpjGMc5jHOc5zGMdB0HShCDpUhCEIQlSUpSlB0oUcCkJSBIFKUBIEqUACgAUoCgJABKkASoAEJAoCEpUpSUKQoClKApSlIUACVJQlKgAAAAAAAAAAAAAAAAAAAAAAAAAAAAAAAAAAAAUAAAAAAAFAAAAAAAAAAAAAAAAAAAAAAAAAAAAAAAAAAAAAAAAAAAAAAAAAAAAAAAAAAAAAAAABCxeLwdXQJ9P2/yJ2wT1ieb6+qX7Ufr3v68f0HjWK3mh5JeWjyByefplm/HB/fpruMWvLF54t//yeXkojFEfZh1kG9VIB/4BNG2h6oybIGPGLXX+EqRXlEujnnXzX7SZXnZoOaUiUoIeWJQERKCWgSQ4p0JDjvoSvwfcAY0IEiRTBPBLCSZEEUhOwxQTwtIscvROGWmcSZTSGwJK9NP2Zp2cabbZIVpGYKYgPShCzWy6+a+FEDN2YAzGU1r7OeqLHASx0IMoUvc1VRSBFEO8AmoEf3DUJqIWTDuCQSgj4ZJKNXoE1JdCSEgT75CTcGMCQnO6s+LRs7U6G1Nf63DNSBvIfnwbwlVolorx4hwAdwTHw/FujZP2hIOjNKzBn7mGO10iS1uPDkjMJXhuAxXTHHsRQh29MtF/h01UIa97cNijfEtE1vf193PewdQmOSWZ66rMIm3nq3MmRTrYt/e25pqcAJIC7QhMa/8eEScuu7E4k2KwSq2w7H6TaK+CGyBNfMB0nEJHweATaBMmXZExiacAm4U8XeEj4/aJWJ7BIE/wTfBLgSqz3WGDdg/IBLwmT1935piYTHOK62UEuEkJlUmBLJgT55UCUCXlIKafY93azCe6BJy+JxH+ie2qswCQVNAJWJN8oCUiXAkCWieESBLayPktE0gnfA74GkSUR4uMTNyfUoKq+8A
20153 | B1-TCS-1301B-C4041 | Cu | 2 x 2.5 mm² | 100 | B1-TCS-1301B-XD34 | TCS I/O and marshaling cabinet | B1 | 004 | 004 | B1-XV-13609 X42 | EADSF GLAND TO FLT |  |  | DSPW/SUPP.FI | -C4041 | Cu 2 x 2.5 | LOCAL Base Objects¦Cable¦A30¦Z21¦1502 |  |  | B1-XV-13609 X42 | X42 |  | -XD34 |  | 2024-07-08 / Panek, P. |  | @@UU@@C@@AA/oAArXSQpjHMY5jGQc5zGOc5zAQdSDgQhCUKQpKQJShCUnOpSEpUBQFKUBSkpUACgAAkCkqApSEgUoCUqUBKkpApKVJQACVKApSlIUACVJQlKgAAAAAAAAAAAAAAAAAAAAAAAAAAAAAAAAAAAAUAAAAAAAFAAAAAAAAAAAAAAAAAAAAAAAAAAAAAAAAAAAAAAAAAAAAAAAAAAAAAAAAAAAAAAAABCxfN8PRzCcve+/+ROuCeoT6uin9sH69n+u59J3FiteWPsn74cvi55Z/NX/fkruPLfLF+Hf+v/5fb4JRiiIszIM98gH/gE1byHnjJpA2rRa6/zlQK+ITLH6Tr92GSt7KDxykSlBDfEoCIlBL3BJDtToSHwoRTB+IBiQgSMkxRBggllkyIImaYignhaRY8PNOGeZCmJlMPGaRJq1qo6kpygiFuurQ2kgwXpHkQhCa6WekSfUBnMhdSzE/m0WthPjpBCrx1TTgRWNHTATYCP7hsE2ELJh3xIJQRrkko2fkJsTLCSEgTyyEm4cgEhPO67dvHq3NydDmmq04ZqAOBCJuPh4BKrhLhX4MQFIHXEx8Vm+OSfqiQejPK2y/rbXVq5xJ/fm5I0CVWZQOsYs0529MUIaM+anUVa+xZbWhvFc/AJlE3d2/Ff08N3QJkkl23ZXbiE3s9W/bapt4vTuywVgmrMBmkhNf/HxCXcMhM2L0lwlWWaNzDwQ44DqQN+cDnNYke9yCbgJjy6RMgnYsE3yjX2RI+P2CViesSBP8E90EyglVvttLN6D0AJSJk9XF3ZiYTHOK58wJlEkJmUmBLZgT6JYBMAlKkFFHreLc0Ce2BJzCJrP9E9lVZYJBU4ASsSb5QEoEygkCXCcgkCXVkfJcJxgndA7YHaElEfPIO0w6PB3gRVXpA==
20154 | B1-TCS-1301B-C4042 | Cu | 2 x 2.5 mm² | 100 | B1-TCS-1301B-XD34 | TCS I/O and marshaling cabinet | B1 | 004 | 004 | B1-XV-13784 X42 | EADSV SPRAY FLT. |  |  | DSPW/SUPP.FI | -C4042 | Cu 2 x 2.5 | LOCAL Base Objects¦Cable¦A30¦Z21¦1502 |  |  | B1-XV-13784 X42 | X42 |  | -XD34 |  | 2024-06-19 / Panek, P. |  | @@UU@@C@@AA/kAArTSQpjGMc5jmOc5jmOc5znQgBzoAlCEoQhKQJUhSEIQdKgJUkCgKUlQEASoCgAABIAAUlSQIUBKkqSgCVJSBSUpQACVKApSlIUACVJQlKgAAAAAAAAAAAAAAAAAAAAAAAAAAAAAAAAAAAAUAAAAAAAFAAAAAAAAAAAAAAAAAAAAAAAAAAAAAAAAAAAAAAAAAAAAAAAAAAAAAAAAAAAAAAAABCwfX8/V0Cc/k/kTtieaBPcJ1fj+0/68X9cv2nKsfe+iH8JeOj7g5ufpl5NFf9+m9jPDolg82Pxf/4vHzURhiKb+VBuUyAf+ATa3ENuLNIGDEL6q6/0lcFfyEyR651z1SVqZQeeUiUoIfLEoCIlBLSJIb86EhzIRcg5wDAhAkSKIJ4JQwQRWTBOTwtAseXonDJMJTMpwhsiSuVlPamnaRoXFiqQrSKYypK5p9CEyFGiWaoSfaAzGApcuaj1WtZN57gFsAtU16cCepdwBNYI/uGsTWQsmHbEglBHJJJRr/MTWmOEkJAnpkJNvYQJCet47/DtatWlDuTVbMqAN5DVv7wl20S0VrHsAdsTBwTbYzYe0JI9mWVllee/2aKukT5Nic7lGUS9PftAwY5ju7FCGmvF7Mlzhq+XDdvIaZqyncExias3Xz02dQlkkzaLuGLL4neu6I69limx7dmqymJAmbdAySQ49z+PoEnMe/MJlMNol/HaYT2zYNVe7DbAmfMB0nIJG/3hNIJiy7IlgnFWJtlPJxiR9PwEvCe8SBP8E3QTGCVYvjiK+xB0AJcEs93B4JiYTDOK5cgJjEkJkUmBMUwJ9kqBKBLikFNPveDTmE+MCTl0TjP9E+FV4rEgqaAS8JN3wEpExgkCWifMJAlt4j6rROIE8AHdA4hJRHL3w5GHPzeEQVV6wA==
20155 | B1-TCS-1301B-C4043 | Cu | 2 x 2.5 mm² | 100 | B1-TCS-1301B-XD34 | TCS I/O and marshaling cabinet | B1 | 008 | 008 | B1-XV-13794 X42 | EADSV SPRAY FLT. |  |  | DSPW/SUPP.FI | -C4043 | Cu 2 x 2.5 | LOCAL Base Objects¦Cable¦A30¦Z21¦1502 |  |  | B1-XV-13794 X42 | X42 |  | -XD34 |  | 2024-06-19 / Panek, P. |  | @@UU@@C@@AA/kAArRUQpjGMdBjmQc5zHOg5zoOdBzoAhKDoSk6QIAgCDnSdSgJSoAFIUBQEqUoCgAABIAASpSVIUBKlKSgCUpSBSUqQpIFKApSlIUACVJQlKgAAAAAAAAAAAAAAAAAAAAAAAAAAAAAAAAAAAAUAAAAAAAFAAAAAAAAAAAAAAAAAAAAAAAAAAAAAAAAAAAAAAAAAAAAAAAAAAAAAAAAAAAAAAAABCufN3uvpE6PH/InGJ5IE9gnX9/7T/rq/rv/Ud9Y+x88P3S8VHhDn6OqXj3a/79FvAeDdlc8nh4P/+vxc9EXYj7bmJBtZZAP/AJwcSGiL++BdwC+muv8pWhX8RMUeqdclUlamUHllIlKCHHEoCIlBLOJIdudCQ4kItQdABcQgSJFEE8EoYIIrJgnJ4WgWPw6Zw3JhKZlM4ZRJWqO3KZoHbLLKkK0inCkpUrn86EyE+7LFXbEotAYSotM2H03msnoAuwC2vLVE4E9Q8ICbAR/cNgmwhZMPAJBKCO5JJRs8wmxMEJISBPRISbiugSE9Tr2+XfzZsyHwzVZJUAaEKuLQJtWCWCtY8oHGJcz8nAM17SJI/O9Kq9Xj29NXUJx5PX8VGIS3ru3QOO9hnO9PmpQ/Tc+PH2Lmuu3ftoevJtURFPaEwicGTiy05+sS9JMm9taIv7YmXHVvRossUzb+O3ZTEgTL2gMMkOH+PkEmMGmYTCXCwSu/YXOGaVzfr7MNkCYsIHUdwSNOkTeBLMOQSwTlrE7BTr1CRze4S2J7RIE/wTQCYASqz32FeiDpAS0Je9nJ9ExMJdnFcO4CYBJCbikwJZMCfTKgSgS0pBTT7XkzYhPfAk5tCaz/RPdVbKxIKmgEtiTfKAlImAEgS+J3RIEv2yOa+JqBPnA7oGoSURzJqYcXP4BBVX4A==
20156 | B1-TCS-1301B-C4060 | FR-CVV-AMS-I/C | 8 x 2 x 1 mm² | 100 | B1-TCS-1301B-XD32 | TCS I/O and marshaling cabinet | B1 | 004 | 004 | B1-P-13502A-MCC | MOTOR FLASH TANK PUMP 1 |  |  | CLIENT | -C4060 | FR-CVV-AMS-I/C 8 x 2 x 1 | LOCAL Base Objects¦Cable¦A30¦Z20¦0524 |  |  | B1-P-13502A-MCC | -MCC |  | -XD32 |  | 2024-06-19 / Panek, P. |  | @@UU@@C@@AA/qAArZSQpjGMcxzGScxzGMdB0qQhCjoQdSFIUlQEqShSUoOpCjpSACgASpQFKUlQAKAACgAABKUqQhKkAUgCkpUpIFKQoCVJApSlIUACVJQlKgAAAAAAAAAAAAAAAAAAAAAAAAAAAAAAAAAAAAUAAAAAAAFAAAAAAAAAAAAAAAAAAAAAAAAAAAAAAAAAAAAAAAAAAAAAAAAAAAAAAAAAAAAAAAABCyfNxdPhjnE4+T+RPDwAnpE8HT93oo/bV/X0fW/SseJ/CHxy+2jwByc3RLl81n97deBu7Msn4x4v/plyTwWHNXgg4utIB/4BNG8h70ZdsC20WsnFfvE8kTLx0UkyuZmgulIlKCHxxKAiJQS2RJDfOhIOWHlQqkcwBahAkSKYJ4JQwQRKwIYd8lQUQtIscvPmoCYSCuEIsDZEmroqmCgbruqhYkUZ0jyoYifLPdUJ+hRoAzFV5UDP5qcoWE9AFsAuLyVzgT5B9wBOIEf3DiE4iFkw6RIlDwwygiNXlE1JhCSEgT8pCTb92UCYTW7mzbo0bc6HxTVbMqANKGuj3bBKrhLhWweADsCVfBmHriTH55smOrYjFX0CdjhjgovExme3GB1dd853KfjxIUdrJbRzz7ldSG5m7k98t2aW8JsCaMtmX4d3Ho0dIksJkp2s1WRSfrbUSq03ZVNrz58XtWAlm+BLNuIW1fx8gk5h15hMMBK7jz6MXdhtgMsDlvA6DUJHv+gTOCW36BMBO3YJpKdXCJHe9YlYnqEgT/BN4EwBMd3suLNMH6gJiEy+ng78xMJbOK7GYEwEkJmUmBLpgT6pUCUCYlIKafU9n284nsgScqE7Z/onrx1lgkGNoBKxJvlASkTAEgS8TuiQJfWQd68TWCd8DWB2hJRHz9kTPx/YiKq9Q=
20157 | B1-TCS-1301B-C4061 | FR-CVV-AMS-I/C | 8 x 2 x 1 mm² | 100 | B1-TCS-1301B-XD32 | TCS I/O and marshaling cabinet | B1 | 002 | 002 | B1-P-13502B-MCC | MOTOR FLASH TANK PUMP 2 |  |  | CLIENT | -C4061 | FR-CVV-AMS-I/C 8 x 2 x 1 | LOCAL Base Objects¦Cable¦A30¦Z20¦0524 |  |  | B1-P-13502B-MCC | -MCC |  | -XD32 |  | 2024-06-19 / Panek, P. |  | @@UU@@C@@AA/qAArWSQpjGOcxjmOc5jHOZB0oShCToOdCUISkCVASlKToQk6koABIFAUpQFJSoAAKABQAAABKVIQhSVIAkCVJUpIFKQBKlKApSlIUACVJQlKgAAAAAAAAAAAAAAAAAAAAAAAAAAAAAAAAAAAAUAAAAAAAFAAAAAAAAAAAAAAAAAAAAAAAAAAAAAAAAAAAAAAAAAAAAAAAAAAAAAAAAAAAAAAAABCxfPr6Tzc4nJy/yJ5u6Ce0Ty9Pn/aj9eH+vH9T5Fj7H0w/bLjo8ocvo6Jfd66/728GUs2ZYvw08f/y5OWUGIrLkGfDIB/4BM/YQ34s2wMNouAnFeYT74mXkokrcyg9MpEpQQ+eJQERKCW0JIck6Eg5oeZCmR6ADEhAkSL0E8EoYIIkHZslFBRC3hY5ue6gJhIUrDrCSpXAUUzheG23ChWkUZkj1ITVzUllIn5l7OBcXFINM/rsCsmoAxwC39NU4E+Id0BNYI/uGsTWQsmHSJEoeCGUERw+oThTLCSEgT8ZCTb+MCQnhdzZxZ8+br0IeCerrSoA0oXqN7ewiVWiWit8e4B2xKvisHtCTH5XYqqdiL/QJbqxSntEpMNAGD47Jzw5td9Dv9Wv2d6n2atGHAhLHxT4JaNiebeEzCaKKtnJTnz9IkrZk2sl/CptZYv6bMam339rNLRWCV74ErtCGqyr+PEJQXdqYS/dFwleQmP03KeKGyAtgbcoHQeASO3vidUEsy7glwmqsTdL3DwCR8nvEwCe4SBP8E3gTKCVW/C0r3YOcBL4lnt73jmJhMc4rsXAmUSQlykwJbMCfTKgSgS+pBeve57vXzCfCBJykTgP9E99WArEgqaATAJN8wCXhMoJAmQTxCQJkwEHy5BOIE8gHEBqElEfRIO4w5uP60RVXqA=
20158 | B1-TCS-1301B-C4062 | 1- C5XFE-R /ST/ | 2 x 2 x 1.0 mm² | 100 | B1-TCS-1301B-XD32 | TCS I/O and marshaling cabinet | B1 | 001 | 001 | B1-LCV-13501-MCC | EDCV COND.MINIMAL FROM FLT TO COND. |  |  | CLIENT | -C4062 | 1- C5XFE-R /ST/ 2 x 2 x 1.0 | LOCAL Base Objects¦Cable¦A30¦Z20¦0502 |  |  | B1-LCV-13501-MCC | -MCC |  | -XD32 |  | 2024-06-17 / Panek, P. |  | @@UU@@C@@ABAIAArsUQpjGMc5jGOY50HOZB0HOhKDoQhCEKQoAEgSo6kpQZCkoUBQFAABCgJUAAAKUkAAKApKUKUpKFKSBSkqSBIFJQBQFKApSlIUACVJQlKgAAAAAAAAAAAAAAAAAAAAAAAAAAAAAAAAAAAAUAAAAAAAFAAAAAAAAAAAAAAAAAAAAAAAAAAAAAAAAAAAAAAAAAAAAAAAAAAAAAAAAAAAAAAAABCt57+w8XT1CePx+T+RNYJ6hPv7K/2o/Xk/rwHzmZY6Hww/b9HRT9QfZ5evpm9GL+/PXcfTtyt27qv/8X17VEURE9lyDKiQD/wCat9D3Yx9oDFkFlWRE4r9wnmi6dYpkrmZQfhKRKUEPkiUBESglpE3ZhzUISXpQwyPKAWoQJEiiCeCVUmRBEySn4olC0ix09V1ATCQps22QaRJ66s5hlO0rgoAyytQxJFPoSPyQmwTdWXCJR+O8BnM5hM0CfBRGVxZYnoA2IBe7VZZQBRjeIBLwR/cLxLyFkw8IkShjkkkov8wl6bMJISBPPISb3sa42JhPzdm3d1atxDqon0VaZsAHChTRvcRxCV0WZhMwrIdYHwncEss479dw5BKTPjlhxV7UYDrE7l+xPcJhMtuKkDFkmObTpKUPf7vbz0enfp37OatC2rR2r4nJsE3GJoE4ODct3CDDvdgkJk26qxNzJddw5LVNHDs1gm9ZpAzTIT6v4+MS7jkJaW5BMPLi/TVVuw5IDlgdFwE3WcokdvmE0AmS7eE1CcmITgKeW8SPk9glYnrEgT/BN0EzAlWx7dgs4IPSAmATJ6tfgmJhMc4rs3AmYSQlykwJsTAnzSoEoEwKQU0+t17mcT2wJOYRO8f6J7KqywSCpoBKxJvlASkTMCQJlEvEgTLWQc+UTvgmsDvgd4SURz/EHIw7XR4QQAA9wA=
20159 | B1-TCS-1301B-C4063 | 1- C5XFE-R /ST/ | 2 x 2 x 1.0 mm² | 100 | B1-TCS-1301B-XD32 | TCS I/O and marshaling cabinet | B1 | 001 | 001 | B1-MOV-13772-MCC | EDSV SPRAY.1 STG OUTLET |  |  | CLIENT | -C4063 | 1- C5XFE-R /ST/ 2 x 2 x 1.0 | LOCAL Base Objects¦Cable¦A30¦Z20¦0502 |  |  | B1-MOV-13772-MCC | -MCC |  | -XD32 |  | 2024-06-19 / Panek, P. |  | @@UU@@C@@AA/wAArbSQpjGMc5zHOdJjGMcx0IQhJ0oQhCUIAgCFHQBCQIUdKkJUpAEgABSVKUACgKAoCgKUBIEAAhSlIUoCkASpKVKSBSVKApSlIUACVJQlKgAAAAAAAAAAAAAAAAAAAAAAAAAAAAAAAAAAAAUAAAAAAAFAAAAAAAAAAAAAAAAAAAAAAAAAAAAAAAAAAAAAAAAAAAAAAAAAAAAAAAAAAAAAAAABCy/Dq7D0CdH8ifRpE6eaQnqE7Pr/af9eT+vGfKWrHkfmhr6vJT9Ic/3dfRN5sn9+WrMfjsSyzfVd/+jnmnjJEa2PMg4JpAP/AJ3d1DcivuAZbBai+KBX7BPwjnnWKZK3soPvlIlKCG+JQERKCWISQ2zoSXoQwSOkAyIQJEiiCeCUMEESCqJ96KIWkWOj0XUBMJCn2uwJLDg6aZTtK3l12VDIkU+dJ5Ur1IUSmnlAk0bQF5eUiWQUV34PNPY4yfAB24BfPbkx5aQKcmv3gE1Aj+4ahNRCyYdwSJQx7sklGrqE1JnhJCQJ5ZCTb9YFZMJD+Tk49vRt7SHgpn2KtmbABvIbdG7vCVXCXCuUeMD3BMOHirHk4RKDgzSwVYo1pb/WJbp2cmYTEW5IAyWzHLr0IaOHRpu08V25kqQnxbMonjeEzCbWti1sFGjR2CQmv+ldVmET37NmN2yxTZ9OviK4BM+PgAv2kLNvg/jmEoz8MwmfDFt4lfN6bctXLDZAWwOO8Dw9ZyiRpmE1wSvNsCd0TVjE7xT73gEjxewSoT1iQJ/gm+CXAmKz22GPeg/MBMAlfq7/xzEwnbnFb8wJcJITMpMCWTAnySoEoEwKQU0+t49GcT2wJOYRNR/onsxVGMSDE0AlQk3xAJSJcCQJaJpEgS2og8donfBPgA8IHIJKI8ScTDn5/nAVVe0A==
20160 | B1-TCS-1301B-C4064 | 1- C5XFE-R /ST/ | 2 x 2 x 1.0 mm² | 100 | B1-TCS-1301B-XD32 | TCS I/O and marshaling cabinet | B1 | 001 | 001 | B1-MOV-13777-MCC | EDSV SPRAY.2 STG OUTLET |  |  | CLIENT | -C4064 | 1- C5XFE-R /ST/ 2 x 2 x 1.0 | LOCAL Base Objects¦Cable¦A30¦Z20¦0502 |  |  | B1-MOV-13777-MCC | -MCC |  | -XD32 |  | 2024-06-19 / Panek, P. |  | @@UU@@C@@AA/wAArXUQpjmMY5zHOc5zGMc50HOlJ0HQlCAHSlKUpQpCQISdAEgUkCAAABAAJUAClKAoCgKAlIEJAlCgIUoCUASpKVJSoClKApSlIUACVJQlKgAAAAAAAAAAAAAAAAAAAAAAAAAAAAAAAAAAAAUAAAAAAAFAAAAAAAAAAAAAAAAAAAAAAAAAAAAAAAAAAAAAAAAAAAAAAAAAAAAAAAAAAAAAAAABCw8mzqPaJ5/5E+zvCc/HIT3CdXN+1z9eH+rp9BWseV+qHF0eWj7Q5fv6fPN6sH9+mrIfjolhm8kv/8nLmnjBEea/kQac8gH/gE1byG7FekDFWLUZonFfuE9Eea4sUUzK5maD8JSJSgh5olAREoJVCSGy4hJdophZHOAYUIEiRPBPBKGCCJJNri5Czixze22cJhIU53QJKy9doi40LXXgQvpE/rSLToQuSmhaBI1AZDIUUCVwbZlp9VbUTUAGKEMEKevBVhoAnv07wCbAR/cNgmwhZMPYEiUMeCSSjZ0CbEywkhIE9MhJteMCQmN/IiIrw8G3Nt6UOKi5nq0TFIG8hRNPubol6wSwVwDwAd0S7d7u/WPD3BKDXXK7fqjPLpEs39HZwZRLxftQwWTHh0TidzTT7Ovv2T1XUPz4OtTE8axLRNzaq2qZ9OnqEhLcd6ukTxY88buPGpn/TcvGKATLf7QGTbQr1df+OMSfN2phM12LMomPVu9i3Ff4obIC2BwZgPD0nEJHbmE0AleXrCahOG+JvFGzwCRx/ASoT3iQJ/gnZBLQS9X8ay/rg9gCUiY/d3/HMTCYrgrlyAlokhMikwJXMCfPKcScSlSCij3vf05hPjAlwuibD/RPheqL4kF5nBKhJuQBKBLQSBLBPpEgSyog5LBOEE8QHzAbBJRHJ4w+Vh2uX6wFVX5A==
20161 | B1-TCS-1301B-C4065 | 1- C5XFE-R /ST/ | 2 x 2 x 1.0 mm² | 100 | B1-TCS-1301B-XD32 | TCS I/O and marshaling cabinet | B1 | 001 | 001 | B1-PCV-13531-MCC | EDCV SPRAY.FLT |  |  | CLIENT | -C4065 | 1- C5XFE-R /ST/ 2 x 2 x 1.0 | LOCAL Base Objects¦Cable¦A30¦Z20¦0502 |  |  | B1-PCV-13531-MCC | -MCC |  | -XD32 |  | 2024-06-17 / Panek, P. |  | @@UU@@C@@AA/eAArLSQpjGMc5jGOc5zHMcxwJOhCEHQhKTgQkCVKQpKEoQdSlJApQFAUlIAKSBSlAAoAFKAkCEgShIFJUBSVKSBClJQBQFKApSlIUACVJQlKgAAAAAAAAAAAAAAAAAAAAAAAAAAAAAAAAAAAAUAAAAAAAFAAAAAAAAAAAAAAAAAAAAAAAAAAAAAAAAAAAAAAAAAAAAAAAAAAAAAAAAAAAAAAAABCx+DZ1HQJzfyJ7gnmgT1CdXl/af9eL+vAfOZVjxP0w+P6PFT9Ycvm6fJNz4v7/GvOejTLHNk+z/45b54xRE9dyDLRIB/4BNzfQ3oy7QGO0WsvigV8on3xyzrFMlb2UH3SkSlBD5IlAREoJVCSHNOhJaeZCR9oBiQgSJFEFEEoYIIkGOJT64ohaRY5ui6gJhIU274NIk1WGmJmhc2bGhYk8qOdI86E1s3RIwiZtQF5Ot5hwg5qee1wE1AH5QBbAJKrz2UAUYtYCbAR/cNgmwhZMPZEiUMckklGz8BNiZ4SQkCeiQk3ayASE/Nypi4tW7u7iHRTP169M2ADWh2KN7f1iWWU5xM4rkHiA4RLK+TuW3D2xKTgySow2V2aZUdzpE97bnMd4lZisAxWzHen2oQtz+mi74dOquapCueoojsiWibd9N+DL1CQmzJnyVasQnxU6I3suVS7j1VIm1XwAZ5kN3+PjEu4JCYzHlExbf6RXh1w44DJA35gOk5BI4O8JoBMl2oTaE7tgm+U8nGJHyewSsT1iQJ/gm6CXAlVvttLN+D0gJgEy+rh+aYmEyTit+cEuEkJnUmBLZgTwyoEoEwKQU0+t93c0Ce2BJzCJ3T/RPZVWWCQVNAJWJN3wEpEuBIEzCe+JAmasg+XMJsBPCB8AHGJKI78BwsOjx/Uqiq9Y
20162 | B1-TCS-1301B-C4066 | 1- C5XFE-R /ST/ | 2 x 2 x 1.0 mm² | 100 | B1-TCS-1301B-XD32 | TCS I/O and marshaling cabinet | B1 | 001 | 001 | B1-PCV-13601-MCC | EDCV INNER GLD.STEAM |  |  | CLIENT | -C4066 | 1- C5XFE-R /ST/ 2 x 2 x 1.0 | LOCAL Base Objects¦Cable¦A30¦Z20¦0502 |  |  | B1-PCV-13601-MCC | -MCC |  | -XD32 |  | 2024-06-17 / Panek, P. |  | @@UU@@C@@AA/qAArSUQpTmOY5zGOc5zHMY6DoOdCToSo6UIQoCgAShCkIScCgJABIAJUBSlJAACVKUAAAKABCUqUhKVKUoCEgSBKkgQAAFKApSlIUACVJQlKgAAAAAAAAAAAAAAAAAAAAAAAAAAAAAAAAAAAAUAAAAAAAFAAAAAAAAAAAAAAAAAAAAAAAAAAAAAAAAAAAAAAAAAAAAAAAAAAAAAAAAAAAAAAAABCx/Pt7DqE+/o/D+RO6CewTs8/7Xv15f6+g8ZYsc79cP3fVz3/tDy/l19E/Vi/vequOnTLH6fJn//nnoiMcROu5BlTIB/4BNexDZGTeAxZRaicXhXzidMeW8sX5K2soPzlIlKCHoiUBESglqErmOahCS0+ZCR+IBjQgSJFEFEEoYIIkkp8MShaBY83VbQExIU4c8GkSeHBkpleb62ZoxoYkij1JHoQnVPqpE3wM5RniM+DADmoWn9LGZOhByQp3KunFQBRi4AE2gj+4bRNpCyYe4JEoY70klG30CbUuhJCQJ6ZCT+LIu2JietsDvRk7e/v60Oqi9pq1TpA4UOCjZITDh4LhLhXGPKBHGJVVbycVo/GJfOLJZPDXXq0y6xO7txG4JgNM67gJ4rbx372q+hj6rqyzBq1111CRuaZRj3MlN7YJaJ2tGLRTi7BITLos1ViY8u7Try5FLeS7bWCVcAG27eQ0af48Am5wyEsLLRMnBs3cFsOWAzQO7nA6zlEji+UTSCZLe2JrE5KxNhf5fkEjwe4SoT2iQJ/gmsEtBMNnvsK/hg9YCUiZfZx/TMmJkvCue4EtEkJcpMEsmCeKVAlAlKkF+/7Xk7W4J74EvGATmP9E92GorEgwtAJUJPwgJfEtBIEzCeMSBM1RB4cwnMCeIDvgcwkoj5vCHGw6PJ9iIqr8AA==
20163 | B1-TCS-1301B-C4067 | 1- C5XFE-R /ST/ | 2 x 2 x 1.0 mm² | 100 | B1-TCS-1301B-XD32 | TCS I/O and marshaling cabinet | B1 | 001 | 001 | B1-PCV-13651-MCC | EDCV REAR GLAND TO FLT |  |  | CLIENT | -C4067 | 1- C5XFE-R /ST/ 2 x 2 x 1.0 | LOCAL Base Objects¦Cable¦A30¦Z20¦0502 |  |  | B1-PCV-13651-MCC | -MCC |  | -XD32 |  | 2024-06-17 / Panek, P. |  | @@UU@@C@@AA/uAArUSQpjGOY5zGOc5zmOcx0ISc6DnSA6TpSoCQAQlSkoOdSFIABQFAUhQFKSAAEqAoAFKApKUJUlAFKSBSlASBClKQoClKApSlIUACVJQlKgAAAAAAAAAAAAAAAAAAAAAAAAAAAAAAAAAAAAUAAAAAAAFAAAAAAAAAAAAAAAAAAAAAAAAAAAAAAAAAAAAAAAAAAAAAAAAAAAAAAAAAAAAAAAABCwfFu6zpE8n1eb+ROET7IE9Inz9d39qP14v6+M8RYsVPyw+XxeO59Ac3n6vNN0X/70VZT0dmWCbyfT//j5t6iMERPXlQZb8gH/gE1dtDXGPgAwWC1M4rzifbHlnWKJK2soPPKRKUEOaJQERKCWcSQ2ToSW5zoSPrAL6ECRIogoglDBBEk1z9yKIW4LHP05aAmEhSm2DsiTXrtyJmhbbLMCF9IudCR9yE1M3TKkTUBaWlNNsKWXSnokuNgmoEDDB+FWu/QBRXsATcCP7huE3ELJh7YkShjbJJRu+8TcmWEkJAnokJN7WECQn4u/jDijDn1adNKHTc4aM9/RNdA7iGui/sErr2WiWivHjHwAe2JXXmy5R7wlB3cO2bvXr9eiL3UJ370xaJSVYwKsUxyZ4oQy0Vfnk3zVVyXkN8iNRPLYJkE06c2SvFVVo6xITFPmxX8Ak5bK2anVjwqYu1wXgTPXsAyTIT3/498SzZITAYMQl27x/pwXuSHDAYoHNkA6jaJHd5BN4ExZdImgTwVidoubeISPg9YlQnqEgT/BNQJkBL2P2YyvXB+QCUiYvTw/JMTCYZxW3KCZBJCZVJgTHMCeGVAlAlKkFy56nh4MwnsgScuie4f6J671RWJBeaASoSblAS4JkBIEsE90SBLKiD4bBOME8IHvAbRJRHLyh32He5vmVFVewA==
20164 | B1-TCS-1301B-C4068 | 1- C5XFE-R /ST/ | 2 x 2 x 1.0 mm² | 100 | B1-TCS-1301B-XD32 | TCS I/O and marshaling cabinet | B1 | 001 | 001 | B1-PCV-13659-MCC | EDCV SEALING GLAND |  |  | CLIENT | -C4068 | 1- C5XFE-R /ST/ 2 x 2 x 1.0 | LOCAL Base Objects¦Cable¦A30¦Z20¦0502 |  |  | B1-PCV-13659-MCC | -MCC |  | -XD32 |  | 2024-06-17 / Panek, P. |  | @@UU@@C@@AA/mAArPUQpjGMY5zHOc5zmMcxzoOg6EISlKDoSlSgIAlKUISdSQIABQFKSBSQKUACQKAkAFAAhSUgUhIFJUBSVJSBClKQBSlKApSlIUACVJQlKgAAAAAAAAAAAAAAAAAAAAAAAAAAAAAAAAAAAAUAAAAAAAFAAAAAAAAAAAAAAAAAAAAAAAAAAAAAAAAAAAAAAAAAAAAAAAAAAAAAAAAAAAAAAAABCxfLs6joE8fN/InCJ54E9YnV5v2n/Xi/rwniMqx9T9EOXxctP0h5PP0/XNz4f79NeYx7UsXqvcv/8vkz0RERGDMg0aJAP/AJu9hDrxksAw5Ra2cV8wn3R5Z1iiSuZlB9spEpQQ80SgIiUEtsSQ2ToSWmNBEL9gBhQgSJiiCiCUMEESSbXE8LQLHN0W0BMJCk2u6DSJPfvVRM0Lly4UK0ijnSM/oQnlN0VCTboFxcVVXQpZTz5W+E1AgY4Jl/Cv0YbagKsOsBNgI/uGwTYQsmHfEiUMd6SSjZ94mxLoSQkCeqQk3axgSE/F49uwxw9be3qEOimfTXtzVAa0I36OxrErrotEtFcQ9/iA7YmDBm7lo/AJQdnHwzXsNemPf6RMl7ZhLhL7g1WgYrJzk0xQhg0/n3cmLViwbtaHJqJtE9E+sS4Tey16KtXUJCZ8m1iz4RM21T1smNSurjuumBK+ACzcQpP4+ISzgkJPiMUsgmGWL9NV/khxwmSEuqA6TvCRwb4mcEx27gm2J3cAm8U8fEJHx+0SsT2CQJ/gm6CWgl/L7spg68H5AJUJk9fD80xMJjnFbswJaJITMpMCZZgT55UCUCVKQU0+x4dzOJ7oEnLwncP9E9t+swCQX2gErEm8ACUiWgkCWCbBIEsrIPksE+EE8IHfA4xJRHg2B22HR5fGoKq+8A==
20165 | B1-TCS-1301B-I6001 | 1- C5XFE-R /ST/ | 10 x 2 x 1.0 mm² | 200 | B1-TCS-1301B-XA10 | TCS I/O and marshaling cabinet | B1 | 001 | 001 | B1JBA-1305-U11 | Junction box FI | B1 |  | DSPW/SUPP.FI | -I6001 | 1- C5XFE-R /ST/ 10 x 2 x 1.0 | LOCAL Base Objects¦Cable¦A30¦Z20¦0510 |  |  | B1-TT-13909 | -U11 |  | -XA10 |  | 2024-07-12 / Panek, P. |  | @@UU@@C@@AA/sAArYUQhjGOY5jnOY6DIMdB0HQdCEpUhCEoUoCEoQpKkIQgAFKAlSgJUhQAASkAAAABSQASBSkpUlIFIUpQEpUBKFKQpQFKApSlIUACVJQlKgAAAAAAAAAAAAAAAAAAAAAAAAAAAAAAAAAAAAUAAAAAAAFAAAAAAAAAAAAAAAAAAAAAAAAAAAAAAAAAAAAAAAAAAAAAAAAAAAAAAAAAAAAAAAABCt+fl6zpEjy/yJ2wT1Cdflp/ar9e5/XNb4GF8XniYfGSeEPq5+r66LPT/fo815z7E20eHxf/P0+ObZIqxXoNWvID/wCdnbQ541NIFtwuI/CKhX7BL4/HyVAZicNAt3Q0QZZkmYMhL5ooihYZiiCdkSQMFKEixXJ9oBlEgSSmCmCc7LJBFDMRVvRMAYBfN00hIkKaSwSQK6aygqIgdGplxiYkwZwii6YioS8C45zXQqrgq9OVsKMJUCFmPF91WeuoCvPh2wE4wR/cOQTiJlYIfdEgmDimUiOP7xOMdaAkSBPPIlG9uXAUCbE9Dbe37PbKKxOiqzTs0Y7AMm2J03CXCuRMoG2Jbu5Un3hIPyzW2a1le/1CcJxYeUwcKGYTHl1QJ6cNN8Hx6CsT9NO/XwdyytT4id4TVE7Ofd/PRZh7HWJkkNbRu47RPkvw7va1blNBuZacQJsAavYQ3v4+UTcgS/Y1BMWrhs07WLehtgNNcjr5gKOo5BI9/vCbQJdrbAl4nFkEq2yOTjEg73sExCesSBP8E7QJeCWXe24x7kHSAlYmp6uHv00lImWoV1swJeJImZSgEuoBPBNQlQlakOCjB634NrOJ7YEpbBN8y/6J7MWQtEgxNQJjEo5gEwCXgkCU3id0SBODNjII+bMJ8IJ3wOADuiTEc0hysOjyfQKKq+4A==
20166 | B1-TCS-1301B-I6002 | 1- C5XFE-R /ST/ | 5 x 2 x 1.0 mm² | 200 | B1-TCS-1301B-XA10 | TCS I/O and marshaling cabinet | B1 | 002 | 002 | B1JBAY-1302-X01 | Junction box FI | B1 |  | DSPW/SUPP.FI | -I6002 | 1- C5XFE-R /ST/ 5 x 2 x 1.0 | LOCAL Base Objects¦Cable¦A30¦Z20¦0505 |  |  |  | -X01 |  | -XA10 |  | 2024-07-13 / Panek, P. |  | @@UU@@C@@AA/sAArVSQpimMZBzmOc5kHOY6DoOlR0KUg6joQhKkqQpCQKQdKkgSgCgJAlIFASkAFAABQFASBSVJUlAFJSACkqSBKUoQAClKApSlIUACVJQlKgAAAAAAAAAAAAAAAAAAAAAAAAAAAAAAAAAAAAUAAAAAAAFAAAAAAAAAAAAAAAAAAAAAAAAAAAAAAAAAAAAAAAAAAAAAAAAAAAAAAAAAAAAAAAABCw97X0nOJHk/kTrgnsE6fJP9qf14v67v1eBtXw+ePrh+88NP2h4vL0fhRZ6f7/Pl2jy6JYaMvi//7pbU4MJK/kQaqJAP/AJ8WlDHGLOBgtFvnoikV/ETHHr8dKxXIW31NEG5KRKUEPLEowEMLKVEErRJDVNCTEI1weYAwiQJInBOCUMEESCe9E4WkXl55hISFN8zqSrhnWSKeaUlqktuKwS+k8oVbdFOOU7NgTQBjKvMbaGxegq9V5rKJghhvF/12flOkCrN8YCawR/cOyJxkLJh0iQSg45SSI1+cTWOWAkJAnokJRwem0CgTPzOHcz6MtQkPNPbvRnorA6/Hf1Cb+5cJcK2p2ANQlt7euxpP5BINUyq9mvV8PQJxHHsdkq4kMolmLGBLn2J5IO38BWJHDu9jbiuoTV8JRviYxNza1V5q9HSJgkGC7Npswicma9dpx7IP6bts74J1gMm4hwfx9Im1pkJdn2RLMlfV0WX96HFAma4DY6DWJHB3BNAJbdnExifPgEp0ka+MSDue4S+J7RIE/wTUCZAS9s+/ZLN2DnASsS32cPfnMmJipFctwJkEkJcpQCbNAJ4JUiUiVqQ1UVe1+bRtCe+BJt4TrGL/RPdfwGESC+0glglHeASoTICQJPIJyCQJ8t1hBHduE4gTvgdoDkElEdrth9DDn8f2CiqvU
20167 | B1-TCS-1301B-I6003 | 1- C5XFE-R /ST/ | 5 x 2 x 1.0 mm² | 200 | B1-TCS-1301B-XA10 | TCS I/O and marshaling cabinet | B1 | 001 | 001 | B1JBAY-1302-X02 | Junction box FI | B1 |  | DSPW/SUPP.FI | -I6003 | 1- C5XFE-R /ST/ 5 x 2 x 1.0 | LOCAL Base Objects¦Cable¦A30¦Z20¦0505 |  |  |  | -X02 |  | -XA10 |  | 2024-07-13 / Panek, P. |  | @@UU@@C@@AA/sAArUSQpimOZBzHOc5znMZB0HOhJ0pSpBzpShKUqSpCFKSdCEgApKlASpSUgAlQFAAAClASoCUqShSlJUoAEqSBKUoQkClKApSlIUACVJQlKgAAAAAAAAAAAAAAAAAAAAAAAAAAAAAAAAAAAAUAAAAAAAFAAAAAAAAAAAAAAAAAAAAAAAAAAAAAAAAAAAAAAAAAAAAAAAAAAAAAAAAAAAAAAAABCwfPr5jkEji/kTrgnrE5uKf7U/rvf183e77iXweWPph8R4KfrDw+Tl8dF7z/3+f3ZTyaJYKPs8X/+H7dqmDCbd/ZQaqJAP/AJuakLYx88DBkFrPNFIr+AlsenipWKpC4vQ0QdKUiUoIcsSgL5KUlokUYhJDcmhKIVqg/EAwCQJInBOCUMEESCfUicLSL9/JMJCQpumcSVUTqJFMRxwMjFhvCVpPZCAKMcs1dQmDQBkPyMyGxXBcrq9FFbMnSIzgTBXe9N/cnSBc2tICawR/cOATskLJh3BIJQdmUkiNflE1jlgJCQJ5pCUbvnxAUCbfG4M+fRSJshxzzXYM9FQHau6ROnosEsFcKb4GkTDd1WY0n1RINMzXVXtV7HY5RN8q1xwlzeQyiXsVgEuTYnbBn2yoTfjoerf+HYpEzMt0TIJ0cunqZquhzCX5Bs5tVd8TF28134unkxg/ppxTvAnXAs6SHW/j5RMmqQlufGJes29F67uw4YE2rQMPKcIkdbuCaATFbnEyCa74lO4Rw8AkHc9olYnsEgT/BNQJYCXcfuxl73oPUAlQmL19jvzmTEw0iuzaCWCSEtUoBMdAJ9EqRKRKlIblFz2PwaMonugSbdE6ph/0T213zAJBW0gl4SjvAJcEsBIEnYJ8gkCe/beII7tom8CfGB2gO2JKI7qcDDm8f1CiqvO
20168 | B1-TCS-1301B-I6004 | 1- C5XFE-R /ST/ | 10 x 2 x 1.0 mm² | 200 | B1-TCS-1301B-XA10 | TCS I/O and marshaling cabinet | B1 | 001 | 001 | B1JBAY-1302-X03 | Junction box FI | B1 |  | DSPW/SUPP.FI | -I6004 | 1- C5XFE-R /ST/ 10 x 2 x 1.0 | LOCAL Base Objects¦Cable¦A30¦Z20¦0510 |  |  |  | -X03 |  | -XA10 |  | 2024-07-13 / Panek, P. |  | @@UU@@C@@AA/uAArUUQpjGOY5zGOc5jnMY51HOhKEIUhCEJQpKlJUk6gIOhCQKSoCgJApCgKUkAAAABQFKQACVIUlAFIUBSlJUpSUJQAClKApSlIUACVJQlKgAAAAAAAAAAAAAAAAAAAAAAAAAAAAAAAAAAAAUAAAAAAAFAAAAAAAAAAAAAAAAAAAAAAAAAAAAAAAAAAAAAAAAAAAAAAAAAAAAAAAAAAAAAAAABCxcnF2HUJHk/kT3QT0Cdnkn/aj9dX9fHi8TC8v4R9MP1Ep/oDx9HX9c1X5/35ee46NiWKblwf/y+PmookRoruQaZpAP/AJ7W6hbFmwBiyC1H4xQK/YJbHTzUARTIWzzM0G3KRKUEPPEoCIwk0LImsEkN6hCUQrTB9oBiEgSRPBPBKGCCJBP24ngCgXn6pwkJCnQaRJUxPSSKCI85CWY6xKkvZghmySAoE0bIGU2jQheL8UeaxqZpwQw4Cur7ppwKM+bdATWCP7hxCcJKSwQ7gkEoOGUkiNf3iaxzQEhIE8shJuD8jIBMJp6XLjjR2qBMx0wT39Gm/PfA9vhvUG8J29qe4S4VsTUBvCWb9KS7gkHnz6bKtFV/u9Ymo13+MvakM4ldloEuq/PdB4NkpE711OPb9/BSJtkuATKJtZt/DXT2uwTDIMefdqwifDny4Ne9lyA/puWT1gnuAW7SGn+PiEsNyQl2nIJXbsbNeDfhxwGaB9nMBZ1nGJHB4RNkEyZtgS0TXhEo3SOPiEg8PqEqE9IkCf4JnBLQTBk9eQr3IOoBKRLPR73zTzk4mOgVzXAlokhLlJgTJMCeKVAlAlKkN6a96XvbOcT1wJO4BO4Y/9E9VWExCQVNAJWJN8gCXhLQSBJ7RPAJAndurII5LhNQJxAd8D4BJRHJ8od9h083zqiqvsAA==
20169 | B1-TCS-1301B-I6005 | 1- C5XFE-R /ST/ | 10 x 2 x 1.0 mm² | 100 | B1-TCS-1301B-XA10 | TCS I/O and marshaling cabinet | B1 | 001 | 001 | B1JBAY-1301-X01 | Junction box FI | B1 |  | DSPW/SUPP.FI | -I6005 | 1- C5XFE-R /ST/ 10 x 2 x 1.0 | LOCAL Base Objects¦Cable¦A30¦Z20¦0510 |  |  |  | -X01 |  | -XA10 |  | 2024-07-13 / Panek, P. |  | @@UU@@C@@AA/uAArZUQpTFOY5zHOc5jnMdB0JShJ0KQcCEAOAAEISlKUHQhSlKUACgJSpSgKUkAAAABIAKUBCQJAhQEKUpQEpApAEpQAClJApSlIUACVJQlKgAAAAAAAAAAAAAAAAAAAAAAAAAAAAAAAAAAAAUAAAAAAAFAAAAAAAAAAAAAAAAAAAAAAAAAAAAAAAAAAAAAAAAAAAAAAAAAAAAAAAAAAAAAAAABCx/Ty9h1CRz/yJwgnsE7Oer10/bv/19GPxsL9z9UMvLOXkDm6OuXm6bP78/PcdHbljn9vN/+bmnVikRVZcgy0SAf+ATdzbwlvbAx5RbD0RQV+8S6PT5aAXSvzV6WUH5SkSlBDzxKAiJYkJE7RKpjnkhIArg/AAyCQJIqgqglDBBEnUROnBEoAvCxz9VQSEhS009wSd+lcykQBltwiWJKmhIqzStgoJjAyk16DbQk36fpkbCd+8CGKrB+NPRBQC9j3wE2Aj+4cgnGSksEOoSCUHHKSRGz8xNiZ4SQkCeeQk9eQDimJ0uLf3dOkTpnoL8O5O8hXGoT1WiWiuEcgGoTF3bN0Z6xIPTdQwZ8FfFTrE7/JPXHxFfdQ2hMVtwEst+q6D5e1WJn+Thpmt72C+JX6o1YqcAmcTdw39uuVdvYJjkl2jesxCcmG/qyY1P1z72SlgJrAzaUOD+PnE1QJdaJgy7ncwX+CHFAm1mA6zYJGv1ibgJkzbYmUTwYRKbxGzjEg8PuEsE9okCf4JvglwJgy+/KYfhg6gErEt9nF9lVRUJkoK7WcEuEkJnUmCZZgnjlQSglakN6d72vFp0Ce+BKnAJ4DJ/onusxGMSCxoCYRJ+IBLwlwJAlVwnKJAnDnwkEeHOJ3gT6wPjA+YSUR4oDlYe15vIqKq/AA=
20170 | B1-TCS-1301B-I6006 | 1- C5XFE-R /ST/ | 10 x 2 x 1.0 mm² | 200 | B1-TCS-1301B-XA10 | TCS I/O and marshaling cabinet | B1 | 005 | 005 | B1JBAY-1301-X02 | Junction box FI | B1 |  | DSPW/SUPP.FI | -I6006 | 1- C5XFE-R /ST/ 10 x 2 x 1.0 | LOCAL Base Objects¦Cable¦A30¦Z20¦0510 |  |  |  | -X02 |  | -XA10 |  | 2024-07-13 / Panek, P. |  | @@UU@@C@@AA/uAArZUQpSmOc5jnOcxzHOdKDnQhJ0KSo6FKQlAEpShIAIOdSkpAkAFAShIFAUlQAAAACQAUoCUgSlCgJQBSVJSBKFKQkClKApSlIUACVJQlKgAAAAAAAAAAAAAAAAAAAAAAAAAAAAAAAAAAAAUAAAAAAAFAAAAAAAAAAAAAAAAAAAAAAAAAAAAAAAAAAAAAAAAAAAAAAAAAAAAAAAAAAAAAAAABCxeDZ0nOJHm/kTsAntE6fNT9qv17f9ceLwsL9v4x9UM/JOXiDx+fol5b/r/v08mY8+5LFP7pf/bPyRhkROvIgy2pAP/AJu29YSzQBhsFvnqioV+8TJH5eOoDLK9yUFyczSD8JSJSgh5IlARErCRCzyCUoNySEkLsIcoBjEgSRSCkEoYIIk/IROr5olAFwXk56BISFLTl0iTvVXiZVEAW48Al9JVZwimSWOoTEBaU5YjQhJ6sLXc9eNwE67gIYr+enqgoBVZvAJrBH9w2CcRKSwQ6hIJQcUpJEa/QJrHNASEgT0yEn17AOzMTmcPy/Hp0ic07ujObkFLoF6NQnPK0S0VwpjA1CYtViS3xIPzy2V5q7vZ6BO3r36/nLvaQ2hMNWPKBOfBFM0HdnouiZL2Xb3e1fu1wh3DDdq3hMgm7nwc+j2XtPSJbILdFmDEJg2W18W9kuKfpt2TpfBOADJuIbePf/j6RNUCU3LRMGXq7t+vfhsgTP1AOg2CRwd8TSCWZdwS0TiwCVaiNmsSDv+8S+J7hIE/wTeBMoJXb8LTB1oPYAl0TH7eHw0oUEsqFepmBMokhMykwS2YJ9kqhKhLqkNydz3PDp2hPhAlGsTrln+ie+/hMQkF9qBMAk/AAlwTKCQJTKJ3hIE7GbAQRx5hOEE+sDuAd4SURx90PoYdvy+JUVV+IA=
20171 | B1-TCS-1301B-I6007 | 1- C5XFE-R /ST/ | 5 x 2 x 1.0 mm² | 200 | B1-TCS-1301B-XA10 | TCS I/O and marshaling cabinet | B1 | 001 | 001 | B1JBAY-1304-U01 | Junction box FI | B1 |  | DSPW/SUPP.FI | -I6007 | 1- C5XFE-R /ST/ 5 x 2 x 1.0 | LOCAL Base Objects¦Cable¦A30¦Z20¦0505 |  |  | B1-TT-26022A | -U01 |  | -XA10 |  | 2024-07-17 / Panek, P. |  | @@UU@@C@@AA/sAArRSQpimMc5zmOc6DIOY50pQg5wHSlR0IShCFIABKEgQdClJShQFASpClAAlQFAAAClASACkAShSkqSBQEqQpSUKQkClKApSlIUACVJQlKgAAAAAAAAAAAAAAAAAAAAAAAAAAAAAAAAAAAAUAAAAAAAFAAAAAAAAAAAAAAAAAAAAAAAAAAAAAAAAAAAAAAAAAAAAAAAAAAAAAAAAAAAAAAAABCw8mrrOkSOb+RPfBPWJ180/2p/Xvf18nzeN1l8noj6IaOX8ZfUHL5+rmoruf3+H2ZD7s0sNH1+T/45ck4MJy12oNzYkA/8Anc0oWxZsgYtcW+c8Uiv2iWx0eWlbZXaBbPS0QffKRKUEPmiUBESgwoUWCUDVShIYi5CnnAMQkCSJwTglDBBEnYincimFqF83TMJCQpu5hJXJ3CgpiANbFfEvJTlCCiyV2pTGBYZzsoVJdp/LNNbzfKb0wQwemvJTz0gVdnSAmoEf3DiE4SFkw+8JBKDhlJIjV6BNQ5ICQkCc8hKNzEBITf6HBt5O3o0CdFE70bPaCdwD8720J064muK4UsA2hMV3a17EnuiQaZlV7Jeub+/q6hODVf+Au8CGUTDOy0Cj1XZ5IOPNcEy9+qvjou1CYMdcRPbEsEz26e9lu3c/WJikEyzuX8AmrRbkv93Tj11P0u606wTdAx6ENz+PjE0wJoybNglePez+Ht4cG7DZAUQOxlA6jiEje8QmgEsy5hMYnDWJTtkcWoSDxe0S+J7BIE/wTugmMEvWe6wr0weoBLgmt6+DxzmTExUiuS0ExiSEtUoBLKAT55UiUiXFIaqKvY9/PlE90CTbwm8Yv9E9t/AYRIL7SCViUfKAlQmMEgSeMTwCQJv21kEclonACfCB4QPiElEcnGHgYdjy/SKKq9g
20172 | B1-TCS-1301B-I6008 | 1- C5XFE-R /ST/ | 5 x 2 x 1.0 mm² | 200 | B1-TCS-1301B-XA10 | TCS I/O and marshaling cabinet | B1 | 001 | 001 | B1JBAY-1304-U11 | Junction box FI | B1 |  | DSPW/SUPP.FI | -I6008 | 1- C5XFE-R /ST/ 5 x 2 x 1.0 | LOCAL Base Objects¦Cable¦A30¦Z20¦0505 |  |  | B1-TT-26022B | -U11 |  | -XA10 |  | 2024-07-17 / Panek, P. |  | @@UU@@C@@AA/sAArSUQpjGMYxjnOdCDGMY6EKQk6EoSpCEIUhCkoABCkKQdCFAAhSgKUlKlAAlQFAAAClASACUqUhSQKQBQEpQpSUKQkClKApSlIUACVJQlKgAAAAAAAAAAAAAAAAAAAAAAAAAAAAAAAAAAAAUAAAAAAAFAAAAAAAAAAAAAAAAAAAAAAAAAAAAAAAAAAAAAAAAAAAAAAAAAAAAAAAAAAAAAAAABCy9/R2HUJHN/IndBPSJ2c0/7Ufrwf13vn8Dpr4fLH0wzeP8ZfWHj5+vmmx1f35vuzH355ZZq8P/8PizUQQeLHgg01yAf+ATubKF8aesBltFxHRFAr5BL46fsoXCVcwtvnZoPwlIlKCHyRKAiJQZUJrRJhpoQkMRVAc4BpCQJJCeCeCUMEESCf3YnhaBfJ1ThISFN2/tCTV89NhOVRAFunkExpRqBBNdKulTAC41y1Clro/KtsoInrmBDPkkvnx3U9FIFOrtAJoBH9w4xOIhZMOyJBKDilJIjR5RNA6kBISBOiQk27pASE3+lybmbubGwJ0zT2R2pvbCoD87NsTquEuFcqWgbYmlXs3WpPvCQbU5TZmsq39/rE4OLjxchXHvoagmW3ACXornzQcueoTPnt+K74LKhLLybcEwE2MW1wY6u32CZZBhq3Ysgmij49WVmG3dap+lOzp0ZAT3gL+2hVvfx8gmzAmbWuuEyX+5n5djLk3YboCaB1tUDrOQSN7cE2AS3U1xLxOLGJRtkcegSD5fWJiE9QkCf4Jugl4JZb7LTHtQegBKhNP08HgnnJxNKgVzYAl4khMFJgS2YE+iVAlAlSkNM1PqeHX1BPZAk7YJ3TS/0T14shlEgxNAJjEm+YBKRLwSBJ7xOUSBN/DGQR38BOEE+EDiA4RJRHe0ByMOt9v1CiqvtA=
20173 | B1-TCS-1301B-I6009 | 1- C5XFE-R /ST/ | 5 x 2 x 1.0 mm² | 200 | B1-TCS-1301B-XA10 | TCS I/O and marshaling cabinet | B1 | 001 | 001 | B1JBAY-1304-U23 | Junction box FI | B1 |  | DSPW/SUPP.FI | -I6009 | 1- C5XFE-R /ST/ 5 x 2 x 1.0 | LOCAL Base Objects¦Cable¦A30¦Z20¦0505 |  |  | B1-TT-13602 | -U23 |  | -XA10 |  | 2024-07-17 / Panek, P. |  | @@UU@@C@@AA/sAArSUQpjGOY5jnOZBzHOc5zpOhCEHQlSDoQhCknUBKFJUg6FIAlKlKUpSkqAlQFAAAClASoCUgShSQKQBQEpUhSUqQlQFKApSlIUACVJQlKgAAAAAAAAAAAAAAAAAAAAAAAAAAAAAAAAAAAAUAAAAAAAFAAAAAAAAAAAAAAAAAAAAAAAAAAAAAAAAAAAAAAAAAAAAAAAAAAAAAAAAAAAAAAAABCr+bi6joEjl/kTsAnpE6uWf9qP17P9fL3e8317/kj6oZvDzy+wPDzdPLNdp/vy/djPv2JVzWd///t8E4Vngu4kG1mkA/8AnX3EMUWa4FeAW4fjFAr4xMUefxULilbmFs8zNB+EpEpQQ9aJQERKCsmhbBJhtUISGIpg5gDWEgSSk8E8EoYIIkE+9E8LQL4+icJCQpv64kqZ6SYoiAOa/fuiXEtZAgmslz3KVMQGA2jrIUtVH5W24TW7QIXvNK5F+jntAT5c8l0AJqBH9w4xOIhZMO4JBKDilJIjV5RNQ5ICQkCc8hJuCsCQnu529u5NvPnE8809UbE2YKQPzq0CdGATAK1pYBoE1re1gsSfgEg3Jy1Vjqp06ekTs+/Vq4y3woZBK7MQEvRVPbxyO3sWxKv01Hw8Vu0JesJt8TAJnx7vvZadrqErkGXDuXLwnH8Warj3sFimbcvz3QTSBh20Ox/HxiaIEy480rBLuGbPyS2fb29avghwQE0Dr5QOk5BI9zeE2wTDl2RMYmq6JRukfBxiQfJ6xLgnqEgT/BN8EwglVnssLuiD0AJSJf9PD3p5ycTWoFceIEwiSExKTAlkwJ9MqBKBKVIbU1r1Pa2cgnsgSdqE0mt/onruXisSC40Al0Sb6AEtCYQSBJ8IncEgTTiukEd3EJ2gTkA4QO4JKI+fthyMObxfWKKq+0A=
20174 | B1-TCS-1301B-I6010 | 1- C5XFE-R /ST/ | 5 x 2 x 1.0 mm² | 30 | B1-TCS-1301B-XA10 | TCS I/O and marshaling cabinet | B1 | 001 | 001 | B1-TCS-1321-X34 | BOX OF VMS | B1 |  | DSPW/SUPP.FI | -I6010 | 1- C5XFE-R /ST/ 5 x 2 x 1.0 | LOCAL Base Objects¦Cable¦A30¦Z20¦0505 |  |  |  | -X34 |  | -XA10 |  | 2024-07-21 / Panek, P. |  | @@UU@@C@@AA/eAArNSQpTmMY5zHOcxznOZBwHOdKEpOdKEJShClJShIEJQdKkqQBQEqABKQKSACgAAoAFAUBAEpUlSVIUlQEqSBSVJQBSlKApSlIUACVJQlKgAAAAAAAAAAAAAAAAAAAAAAAAAAAAAAAAAAAAUAAAAAAAFAAAAAAAAAAAAAAAAAAAAAAAAAAAAAAAAAAAAAAAAAAAAAAAAAAAAAAAAAAAAAAAABCw+DZ0HMJ5f5E8/ZBPYJ9PR9n7Ufrw/14fF85kWOT7YiHyS5KPqDycvPbOv8f7/DzbRt6ZYfujk//k8f10QWXIv2oM9MgH/gE14lLOmBgwC3j0xQK8omSPX5aFjzSAPU3oNUpEpQQ3IlAREoJdMSWAYYYMtCElqg84BhEgSRcguQS9EmRBE1Kad6KIWCoXl5pqSEhTfr0iTu0Xb9xzN1C5jx2IYEirMEffPJO7UJo6gFpqNKFTv10+qtvk6QQzGKu/ZMCi2ncATYCP7hsE2ELJh0CRKIg7kJKOL0CcQ2wEhIE9MhJ72bGBMT8nB1NOkTOzpz6ZTzlQEFOfUpzYxMYrgTgAqdQmDXuXEn1xINy2yvavV/Bzidrh2YfhQ2hL+LKBZhmd7RQJ25dXj7PBdqE+Nz9784sqopq3xLRNefuE9FNeHoEwSCd/Pu36xLM97dxYutCmbXiorBM4GXbE7H8fIJrgTLdxCRjyZv0273XhsgNMDVaBPnPiEje6wm2CYsugTIJxYBNZT3dgkd/3CVie0SBP8E3QTKCXsfvxl/VB6wEqExeztfNMmJZcFdq0EyiSEtUmCY5gnilQJQJUpBTT7Xg28wnvgS4XROE/0T3Xqy+JBeaASsSfhASkTKCQJkE4xIEyVkHgyCdsE74G8BxiSiPl7ombx/Qqiq9I
F1: 20175; F2: B1-TCS-1301B-I6011; F3: 1- C5XFE-R /ST/; F4: 10 x 2 x 1.0 mm²; F5: 30; F6: B1-TCS-1301B-XA20; F7: TCS I/O and marshaling cabinet; F8: B1; F9: 001; F10: 001; F15: DSPW/SUPP.FI; F16: -I6011; F17: 1- C5XFE-R /ST/ 10 x 2 x 1.0; F18: LOCAL Base Objects¦Cable¦A30¦Z20¦0510; F24: -XA20; F26: 2024-07-21 / Panek, P. | @@UU@@C@@AA8aAApRUQpjGMc5jGOY5zmMc50IOhJ0oSlCUISlKkoSlCFKQdKQIUpIFAUlQAKUoAAAAoCQASBSkKUhSVKSBKUqSpKlJSAClJApSlJSACVJQlKgAAAAAAAAAAAAAAAAAAAAAAAAAAAAAAAAAAAAUAAAAAAAFAAAAAAAAAAAAAAAAAAAAAAAAAAAAAAAAAAAAAAAAAAAAAAAAAAAAAAAAAAAAAAAABCt+bXzHnE5f6E6wh60Obl9E/78H99y36SF7z34eSU3dT7Pw+2WH8/V4uX1XuxGL8e73v/l9fJLHIiy9Un2JCn/Khz+iJj2gLMgtR+UUIvfEuj9eSgCPukL5WqDwykSlBDPEoCIlBLUJIMUQBF9CElwQeAAtQhCRPBPBKGCCJDPvRPAFAv3+edGSEKatKEsK4aMM7SB4Dxz5ctSFiYdAYN6ai6U/ksqQm6AGY8JtIYXnFlPluLSakQMtVdswE+zuqhrUH+E1oayUlggyoQSg4oSUa/GJrS+EkJCHkkShZupjAkh+jZztOlCVGeU4GYN3oiea0S1FrHgA2jbQt6+7OM3UEg7V+OvNXh3/Shwa+tb10M6FluS8DFkvnOPTShTd2Pf4dWmvChxnGYKaOkhnE29PDtaMEcyGOQaNjTuV4kLqcO5jxqfts2z1CHTAy89De/n40NyELsYlWTs6sHThxQG3A57wPScQkdX0CbShju2RMqHwWIdAp4vhQj5PaJWh7EIE/xDpAl4hVl92Us24PMqGBDJ69/55iZDHOi58wJehITMpMIZZlD6JUCUIYFIKafY7+rQJ7oQnMKHCf6h7aqyxCCpoEK0Ju4qFIl4hCFwnbQgS6sg+W5DsCHxAdoDtoSiOOQdlh0cn1IoCvvA
20176 | B1-TCS-1301B-I6012 | 1- C5XFE-R /ST/ | 10 x 2 x 1.0 mm² | 30 | B1-TCS-1301B-XA20 | TCS I/O and marshaling cabinet | B1 | 002 | 002 | B1-PC-13020-EX01-SYS | EXTERNAL LIVE ST. PRESS.CNTRL |  |  | DSPW/SUPP.FI | -I6012 | 1- C5XFE-R /ST/ 10 x 2 x 1.0 | LOCAL Base Objects¦Cable¦A30¦Z20¦0510 |  |  | B1-PC-13020-EX01-SYS | -SYS |  | -XA20 |  | 2024-07-21 / Panek, P. |  | @@UU@@C@@ABAQAArtUQhTFMYxjGOY5jGMZB0oQg50qQo50JScCFJQlCFJQZCkoABSlAUpCgJUACgAApQAKUpIFJAhSUgSpSEASpQEpQpQFKApSlIUACVJQlKgAAAAAAAAAAAAAAAAAAAAAAAAAAAAAAAAAAAAUAAAAAAAFAAAAAAAAAAAAAAAAAAAAAAAAAAAAAAAAAAAAAAAAAAAAAAAAAAAAAAAAAAAAAAAABDr5ces6RHN9n8iOTfEfSwj0iOvm/aT9e9/Xy2/OMk3hXjZeJ6o/UFnk6n5qfy/vo8eBt7L1+XDw//9b+KTK40lWCBPFwF/wCM2lB97V5c4FcBL8aiXzPMJLyiL28/biA33XQEqVUx0O47sMos7AzOw+gR6IIsQNPKgdmFOxzgGVAwhnJGJGHZMMM4PDWzsBES8nTIhOIZI/AziHmnIwnZSgc5FKS22AilE2YGhY8RHtgWlPObKCVZ85TPqk7lqrIzoFFkiyquuAEnYl3QEYghfuGIjEd0mGV4hh2G4nQ7Y9AjEWDA4hhHmcRDXYA4jzrjydnRoQdMJtnjhKB7m0Hu64boim4RcJKsXvAbh2hFvBAT7whj8+TNGymOXj36NuvDqEcWSfktpQZhGXI2AGN2xE4dGTROg4dHDDg0yU3RQajUVWTzcGsRQI3Z9uNGmdusRlcGzS17VtenI4i6iiOWGbtXVpFOOq2iub9HBE28BsbiCns3/x8IjNqcRTa14ivYz33MUa2VzCNqoCvqOMQ293BGAIsv2xFwjvZBGklx4hDfF6xFIj1CGEf4I3QReCKLfZaVbjHoARMIs9O/4IEBGWQSWxgCLxDiMEiAItgCPmeIiIiZIYll9S7ujMI9jCJCcR2z/RHropKhDFCiCKREOUBEoi8EMIuEfAIYRdSMfJcI7oI8AHfA98Q7Ny/GHfTLsfb9ACAAPaA==
20177 | B1-TCS-1301B-I6013 | 1- C5XFE-R /ST/ | 2 x 2 x 1.0 mm² | 100 | B1-TCS-1301B-XD81 | TCS I/O and marshaling cabinet | B1 | 003 | 003 | B1-SE-13301A HAN 6B | SPEED 1 HP TURBINE - TCS/TPS |  |  | DSPW/SUPP.FI | -I6013 | 1- C5XFE-R /ST/ 2 x 2 x 1.0 | LOCAL Base Objects¦Cable¦A30¦Z20¦0502 |  |  | B1-SE-13301A HAN 6B | HAN 6B |  | -XD81 |  | 2024-06-17 / Panek, P. |  | @@UU@@C@@ABAGAArnSQpjGMY5zmQdBzHMdBzHQdCEISdJ0oSlKFAAkCUHOhQFJSlQFAUpAFAUpKVAAACgJABSkgShKlJUkCgKABCkqQhQEqApSlIUACVJQlKgAAAAAAAAAAAAAAAAAAAAAAAAAAAAAAAAAAAAUAAAAAAAFAAAAAAAAAAAAAAAAAAAAAAAAAAAAAAAAAAAAAAAAAAAAAAAAAAAAAAAAAAAAAAAABCw8nH4/H1HOJ4OX+RO6CewTw8vV5/2p9fH/Xzn1GRYtfFD5ZemjyBm/Dply81f93/PabmeWH0eT7P/0fb5aI2Yj78OVBqzyAf+ATe0WoZot3gMWQWs0xQK/cJlj1X/NSsXpK8zKDJKRKUEN0SgIiUEt4SSYUI2qBJLVB6ADZQgSJE8E8EtuTIgiZ2oolE8LSLHDzzjISFDgP0IN0Sa9VTEzQN8ss2JkK0im5IkBZLnKhLAMZ6TbQpc/YwVfnhxuEnvAhgvV1IT4uyAmsEf3DWJrIWTDYJBKDVCSI1/iJrS2EkJAn5SEm7d2ICYT1PNh3Kc6HRNVq270/ReAzJP2tImCLBLBXu7I6gK9Ilne2NAzcIkHxdF3Fh+C/kxZs+Li6RMG7Z347yG4JXsZMwErpjw79CHXpy3aLs2C8hTuxdXRpEtE691d1Oz1CfrimSrHdpLZ8ImI0WxVmr022zQpGrLkx04QTMBPuITZ6Jfx8gm1vyEy3XFol7Hxcfrz18ENsCdzPmA3uk4xI7nfE7AJju3xMgmrYE4Cnj1iR8vuEwCe0SBP8E4QS0Ev2e+wr4IOgBKhMXs4vpmJhNmcV2sgJaJITIpMCWTAnilQJQJUpBTT7Xh3convgScvCfCf6J7r+ArEgvtAJgEm5AEpEtBIExifGJAmPAQfNjE1An0AdsDWJKI5E8DDl831qAAB1g=
20178 | B1-TCS-1301B-I6014 | 1- C5XFE-R /ST/ | 2 x 2 x 1.0 mm² | 100 | B1-TCS-1301B-XD81 | TCS I/O and marshaling cabinet | B1 | 001 | 001 | B1-SE-13301B HAN 6B | SPEED 2 HP TURBINE - TCS/TPS |  |  | DSPW/SUPP.FI | -I6014 | 1- C5XFE-R /ST/ 2 x 2 x 1.0 | LOCAL Base Objects¦Cable¦A30¦Z20¦0502 |  |  | B1-SE-13301B HAN 6B | HAN 6B |  | -XD81 |  | 2024-06-17 / Panek, P. |  | @@UU@@C@@ABAGAArmSQpjGMc5kHOc5zGMc5jnQhB0ISdSkIShCgKAlCkoOhIFKSgAAKSpIAAUpKkgAACgKSBQEAUhAAJUlSgKABKkKQhQFKApSlIUACVJQlKgAAAAAAAAAAAAAAAAAAAAAAAAAAAAAAAAAAAAUAAAAAAAFAAAAAAAAAAAAAAAAAAAAAAAAAAAAAAAAAAAAAAAAAAAAAAAAAAAAAAAAAAAAAAAABCxeTk+nt80dQnLz/yJ3wT1icvP29H7U/ryf1hPMWrFj5YeaXpo+sM/3dkuf1YP7q6LTb2pYvR56v/8/2c1EURGAyoNOiQD/wCbe7WhdFe2BjsFwGqKBXoEyx01c1Kxfkr6mUHplIlKCHoiUBESgluCSTERC5qBJlvQegAxoQJEieCeCUMEESCbLE8LQLHwdU4SEhE39MfmQaRJ6i/eiZoGuvFiQwpFOdIk1y96ZeoviVgWmo2kL7eo/KtwffE9IIX56saE+TfATWCP7hrE1kLJh98SCUHHCSI1/gJrS2EkJAn4yEm4cYEhOlwbWybKHXNTm3NE94DOm9qEqjIJkFfhxD8QGoTJ390ZcAkHh6ruLBw2Yo2cXF09glW3MZPjjiQ2RMNGG24Caa6c8WmlDBN12Udea/fQu/SL16jvCWibt1l1O12iZMkyXs2fUWz24xN2wyynv6MOrLlmhSNefNbTjBOACfShNv0S/j5RLtUhM+jQWiX7LNfdm2sG9DbAmjOB3uw5BI4PkE1Ald24JkE48Im+U8msSPH7RNgT2CQJ/gnACWglVfurMG9B1gJeEyevwfRMTCY5xXNlBLRJCZVJgSuYE8sqBKBLykFNPseHTcJ7oEnL4nhP9E9tWwYBIKmgE2BJvIAlIloJAlgnKJAlmwQfNYJ4AT5wOUDWJKI8fGHiYc/2/UoAAHcA
20179 | B1-TCS-1301B-I6015 | 1- C5XFE-R /ST/ | 2 x 2 x 1.0 mm² | 100 | B1-TCS-1301B-XD81 | TCS I/O and marshaling cabinet | B1 | 001 | 001 | B1-SE-13301C HAN 6B | SPEED 3 HP TURBINE - TCS/TPS |  |  | DSPW/SUPP.FI | -I6015 | 1- C5XFE-R /ST/ 2 x 2 x 1.0 | LOCAL Base Objects¦Cable¦A30¦Z20¦0502 |  |  | B1-SE-13301C HAN 6B | HAN 6B |  | -XD81 |  | 2024-06-17 / Panek, P. |  | @@UU@@C@@ABAGAArnUQpTmMcxzmOc6DmMdBznOhCEHAhKEIQpCAJAhKlIQcCAKQpIFKUpIAKUpKkgAACgKAoCVKUhKgJSlSkgUBKkqQlIEqApSlIUACVJQlKgAAAAAAAAAAAAAAAAAAAAAAAAAAAAAAAAAAAAUAAAAAAAFAAAAAAAAAAAAAAAAAAAAAAAAAAAAAAAAAAAAAAAAAAAAAAAAAAAAAAAAAAAAAAAABCw9zV9PWd7pE7fR/InGCeoT4ejr8H7U+nV/XzHeMixY92H7ZeOj6wz+Lql0eWv+73gtNnYlh8Ot3//+zvzuRhiPDg10G7nkA/8AmzpsQzRZsga1otZuRQK/gJrx5r33UrFUlfKyg/GUiUoIeKJQERKCWkSQ4UNegSa3YPEAYkIEiRcguQShggiQTyRchaBY4um4EhIRNs/Ug2RJ1XaYm0Dpox48CGHAkqsydiU7JT6S4VCVgWk18ZsIVM6P0saydAIflVF7Ehc1uABNQI/uGoTUQsmHdEglBywkiNXkE1JbCSEgT85CT4cQEhPM17GjQh5507eedKGUN6NwSqMQmIV7OAffA3BMXHpGW+JBzdOv2q+G3DzaMW/73UJf2sdUcaGgSvBblAllmc/Nt0oW1Xc+jRmrv3kM8vRLRPDTvCZBNvPTnina6xPRrTS7n0bhbcwiZbYsLuavctsnCkcmXJZTu4gTgAo2kJ79Mv4+ITLuyEzZ8pkEqto9307F/hhsgTRmA3eXqNQkdn4BOwCWZdImQTkwicBTq5RI+T2CXxPWJAn+CcQJaCXsftxle9B5wEuia3q5PomTExXBXXyAlokhMikwTHME7sqBKBLqkFNPreLayie2BLhUJzH+iey9fKxILzQCXxJ9wBKRLQSBLBPjEgSy+QfLYJ2gT5wO2ByiSiOeA52HL9/1KAAB7g=
20180 | B1-TCS-1301C-C4001 | 1- C5XFE-R /ST/ | 10 x 2 x 1.0 mm² | 100 | B1-TCS-1301C-XD31 | TPS I/O and marshaling cabinet | B1 | 001 | 001 | B1-MOV-13405-M01 | EDSV DRAIN L1 |  |  | DSPW/SUPP.FI | -C4001 | 1- C5XFE-R /ST/ 10 x 2 x 1.0 | LOCAL Base Objects¦Cable¦A30¦Z20¦0510 |  |  | B1-MOV-13405-M01 | -M01 |  | -XD31 |  | 2024-06-19 / Panek, P. |  | @@UU@@C@@AA/qAArVSQpTGOY5zGQc5znMdB0oOg50oQg6UIShKUKUlCEoUg4EgSAAEpABSgKUoCgAABSgAUBSUoUpKgIUlIEKSpKkqQpQFKApSlIUACVJQlKgAAAAAAAAAAAAAAAAAAAAAAAAAAAAAAAAAAAAUAAAAAAAFAAAAAAAAAAAAAAAAAAAAAAAAAAAAAAAAAAAAAAAAAAAAAAAAAAAAAAAAAAAAAAAABCv/DydR9vQJ5fJ/InvgnrE6vL+1H697+viw/MQsfU88Pnl46fpDlt6fsn6bP79Fdp9GxK/5qJf/Lx8srJEeT7siDTsSAf+ATa0obsYdAF/CLWemKRXmEtj1fXSBFVs1fUzg55SJSg5iTzROJrDKJwS2hJAZaEJC01SPOAYEIEiRTBRBLteibMgigPxnKLnBEoAuix5ujNSExIU2w3RJAXaKptI222IVpFOZNMtKGKnRQXRLgGUylDwUYGoldpEDWiIq571CFFnaATUCP7hqE1EpLBDvCQSgjkkko1feJqTJCSEgT8JCT7mACQn5PHrZ8+8h35VRs6UN+5vZnsoXpGITEK3gKh4AO6Jf4tse3PVISR0a8sVfXr4qukTN3P08F/riWZ8GQDJI/OqhDLw/Bo4+xjpruoacWedOxPTVuiYRNy/TrXNna6hNaSXNvBs5Cy+JbTVx3s07OzjlMTNGWqmLASwDQhc0a/8eESkxb8xLTHhMYl/Hgz3t2HBAngK9cDpOMSN+kTMCX8ewJhE4bBNoud7iEjxe0SsT2CQJ/gm4CWgl7F7sRZuQdACVCYfX73yTJiYKBXXyAlokhMikwTFME+WVIlIlSkFy57Hg0ZRPdAlBdE4j/RPberLBILzSCViT8QCXBLQSBMYnIJAmOsg8OMTugnxgZAOESUR35BwsOXl+dEVV6w=
20181 | B1-TCS-1301C-C4002 | 1- C5XFE-R /ST/ | 10 x 2 x 1.0 mm² | 100 | B1-TCS-1301C-XD31 | TPS I/O and marshaling cabinet | B1 | 001 | 001 | B1-MOV-13409-M01 | EDSV DRAIN L2 |  |  | DSPW/SUPP.FI | -C4002 | 1- C5XFE-R /ST/ 10 x 2 x 1.0 | LOCAL Base Objects¦Cable¦A30¦Z20¦0510 |  |  | B1-MOV-13409-M01 | -M01 |  | -XD31 |  | 2024-06-19 / Panek, P. |  | @@UU@@C@@AA/qAArVSQhjGOY5znOdBznMc5zoQlCEgOhKAIQlCFKQhSEIUc6VKAoAFKUhSgASoCgAABQFAUBSVIApKVJUpAEKSpIEKQBQFKApSlIUACVJQlKgAAAAAAAAAAAAAAAAAAAAAAAAAAAAAAAAAAAAUAAAAAAAFAAAAAAAAAAAAAAAAAAAAAAAAAAAAAAAAAAAAAAAAAAAAAAAAAAAAAAAAAAAAAAAABCwfJp7Ty9Ynk+z+ROEE9Inb5P2p/Xk/r5cPzkLH1vTD0T46vqDns7Pto9F7+/PdsMOecH4U/T/8ePnpvyRH35EG1VID/wCd7bQ3I1tkC/hFunoioV8wmOOrnqAiuVepmDpmSZgh8sTH3EMLM0QT3hJHLShIBXB0AGBCBIt0FUFUE+eWSCKA7sWt+KoAtix5uvPUFAkKdAd8SbfVJVbltDC2WX0LyRTrpGhDFT3adu2JAGYzFLwU6zWTbqBC1026MCEXuGg3gE1Aj+4ahNRMrBDuiQTBGmUmNX4iakywkiQJ+UiUcGICRPzeW/tbXfQ96a42dxCo3dxCvZTCJhFbYFY74HEJf49A79GqRJOvJOK7mu8fYJr8Hv38wlzYv2AWSdddKH6Zrnh1U8Xh5b1xDkwbM1Z6NyveExCbemrY0Vxo7RL8pt4s+6XsAngs03Mt7esmwTaz11ReBLwGhDRm/j4RKTL7VAmDIY5wmMTBjp1o2rvghwwFMDdyAbh2GkSOCgTYBNazXExCcl4TQWvd5RI+L1iXRPUJAn+CZQSwEuYvZiL23B1gJWJh9PD4qCgTWpFcuQEsEkTIpQCYqAT5pqEqErUgtWvU+3tZhPZAlJbE5D/RPXcul4SC41Al0SjmAS0JYCQJjE+ASBMd0g+PGJxAniAyAe4JMRzcwcbDn5/oRFVe4A=
20182 | B1-TCS-1301C-C4003 | 1- C5XFE-R /ST/ | 10 x 2 x 1.0 mm² | 100 | B1-TCS-1301C-XD31 | TPS I/O and marshaling cabinet | B1 | 001 | 001 | B1-MOV-13561-M01 | EDSV DRAIN T2 |  |  | DSPW/SUPP.FI | -C4003 | 1- C5XFE-R /ST/ 10 x 2 x 1.0 | LOCAL Base Objects¦Cable¦A30¦Z20¦0510 |  |  | B1-MOV-13561-M01 | -M01 |  | -XD31 |  | 2024-06-19 / Panek, P. |  | @@UU@@C@@AA/qAArWUQpjGOc5zHOY5znMY50IOdJ0nQc6UJUlCkpSA6UKQdSgJUkAFJUBSgAUoCgAABQAKSBSQISpKlJUpCkAQBIEKOAClKApSlIUACVJQlKgAAAAAAAAAAAAAAAAAAAAAAAAAAAAAAAAAAAAUAAAAAAAFAAAAAAAAAAAAAAAAAAAAAAAAAAAAAAAAAAAAAAAAAAAAAAAAAAAAAAAAAAAAAAAABCq+Xb1n3bhPP/IneBPUJ5uvz/tR+vH/XzYfpIWPseeHml5aPIHLi6vtm9N7++imsw70qvx+uj//J5eWiqRE/4ZEGVyQD/wCadaHDGHQBViFpPTFAr6BK46fNQBFuSvSyg55SJSghyxKA+8lKSzSJuyJIck6EgC3BzAFSECRIngngli6JmYgidMdriiiALgsejdloCYSFOa/DrEmu16bdNDbG5ItV4EL6RPmS1IDShPimtiY+BDIbxVaeKjC3SVNAIW/yu4UJ73CAm0Ef3DaJtJSWCGwSCUEckklG3nE2pZCSEgTokJN3MAEhOl8GMq0aPzQ+GVyM+tDVa7faQudjGJjFboFseECgO+JVs4B7k22Qkjdklivb9OzqEz/F3fDVvCU9irIBZI3TIb2ngzZtlGm7cQu/Booq35tdzhEsE1cdGe1q1dYlUk/TtV6O2X8Amezkp7N/3bJWCZ9+3RF4EvLEcCF/L/HxiTlnvTCVmPNhKxKq8GinihwwJTYBpMvUcgkd2cTOCYLMwmITwXxNRa9/jEjx+wSkT1iQJ/glYJWCXcXtxF7XBuAS2Jh9Xf+eYmEwTiuSwErEkJYpMCYpgT6JUCUCW1ILVr1ve0ZRPbAk5cE4z/RPZdpLwkF1oBKRJvkAS0JWCQJjE8QkCY6SDx4xNgJ4QLANgkojxJsYcvL9SIqr7g
20183 | B1-TCS-1301C-C4004 | 1- C5XFE-R /ST/ | 10 x 2 x 1.0 mm² | 100 | B1-TCS-1301C-XD31 | TPS I/O and marshaling cabinet | B1 | 002 | 002 | B1-MOV-13564-M01 | EDSV DRAIN T3 |  |  | DSPW/SUPP.FI | -C4004 | 1- C5XFE-R /ST/ 10 x 2 x 1.0 | LOCAL Base Objects¦Cable¦A30¦Z20¦0510 |  |  | B1-MOV-13564-M01 | -M01 |  | -XD31 |  | 2024-06-19 / Panek, P. |  | @@UU@@C@@AA/qAArYSQpjGMY5zHOY5znOc50HQdJ0KOdCEIUhCUqQhCEqSdSlAUpSkqUpKgAUoCgAABQFASpSQIUlKgJUpCkAQBIEKQAClKApSlIUACVJQlKgAAAAAAAAAAAAAAAAAAAAAAAAAAAAAAAAAAAAUAAAAAAAFAAAAAAAAAAAAAAAAAAAAAAAAAAAAAAAAAAAAAAAAAAAAAAAAAAAAAAAAAAAAAAAABCs8OvsPv6hPL/IntAnoE+7s8v7Ufr3v6+a/9JCx9rzw80vHR4g5cHX5JvPc/vorxH15pWfj4qP/+zx8tFkiJfhkQadmQD/wCadxDejBtAWYRazzxQK+YTHHT5KAIqkr0soOeUiUoIc0SgIjITQsibaEkOShCQBVBzAFiECRIngngl0SZEETJPwRPAFIsebqy0BMJCnMG2JK1PVM0DwYdMYbELqRVmSHZ0oTym7cLUJim1AZTMX6m/RTEYGsmuUoNEKWvyrvoT3d0BNYI/uGsTWSksENwSCUEd+SSjXzia0xwkhIE6JCTb94CQnS8l3Ro/ND3ZVZZRn3ENurekhaviXxWoCkd0DtpwiWcfsDvza5CSOrJLBc2K+PrE2eD3ruUS3nu4wMUjqmQy9zhm7thxWp0OLPnoyyzbfwW/ZEyiauSnPTp09gl6SXcOjdLlgm/TktaK97DLCJo2KqIuAlxYj9NSGrL/HgEnMvcmEyGK+YhLMV7at78N6BMYFfvnWe4JHdmEzglmHMJfE9usTSU6++JHx+oSsT0iQJ/gm4CYgS3g9eAuaoOoBKhL/o4fnmJhL04rkxgmISQmNSYEwTAn0SoEoEqUgpp9Lw6MonrgSctCd4/0T1W6y4JBbaASsSbwgJSJiBIEwifEJAmGsg+XCJxAnwgYwOMSUR8ngDkYdjl+pEVV7QA==
20184 | B1-TCS-1301C-C4005 | 1- C5XFE-R /ST/ | 10 x 2 x 1.0 mm² | 100 | B1-TCS-1301C-XD31 | TPS I/O and marshaling cabinet | B1 | 001 | 001 | B1-MOV-13565-M01 | EDSV DRAIN T5 |  |  | DSPW/SUPP.FI | -C4005 | 1- C5XFE-R /ST/ 10 x 2 x 1.0 | LOCAL Base Objects¦Cable¦A30¦Z20¦0510 |  |  | B1-MOV-13565-M01 | -M01 |  | -XD31 |  | 2024-06-19 / Panek, P. |  | @@UU@@C@@AA/qAArUSQhjGOZBzGQdJzHOc50oOhCDoShKEIUpCVJSlCEpSdSgKSAClKSpSlAUoCgAABQAASlSQIUlKgJSpKkAQBIEKQgAFKApSlIUACVJQlKgAAAAAAAAAAAAAAAAAAAAAAAAAAAAAAAAAAAAUAAAAAAAFAAAAAAAAAAAAAAAAAAAAAAAAAAAAAAAAAAAAAAAAAAAAAAAAAAAAAAAAAAAAAAAABCwfRp6T8eYTzfyJ2gT1ifh0+b9qv17v9fTh+0hY+944fTPkq8QcV3R5aPVb/fJZjPFrTg/Knx//4/JxVYJIn0ZUG9nkB/4BOvuIb0XaAMGIWw9UVCvnEyRy+WoCK5V5WYOOZJmCHzxMBETnQko2hJHLUhIBXB6QDAhAkSUwUwTySyQRQlPZimALwsejmzVBQJCmyHYEnUproahuw2oWJFWZI2tpCnPTqQTqCXdcDIVLmIwQb9Rhb5NtQIV/nfuApi3RbugJpBH9w0iaSZWCG8JBMEd+UmNPGJpTLCSJAnJIlHv3ASJyvDqmjZ/RD4prqnY3EOemvX96NxCy4S4VsArHdA0dwSMMPDg2x36vhkSTnqnFbrW8PQJr/B8ermEv7GrkAxyc9CGbt3se12svBZfQwX9arNN8r3RMQmjhq617Yu6RNWUuuu2y3AJvYOC/nt3MU3hM+auqLASwCNhDXy/x8glJk36BPlyGPCYxNXH2cOi3ehugTKBb4DoNIkb9AmwCdXJnEuE7tgm2Xu/3hI+b2iWCewSBP8E3QTGCX7vdcW7kHMAlYmH19z66CgTq0iuXICYxJEyKUAl1AJ9k1CVCVqQXr3se3s5hPdAlJqCd4/0T237C0SC+1AlglHzgJeExgkCYhPAJAmKwg8OITgBPqAyAcIkxHhgOBhzcX3IiqvU
20185 | B1-TCS-1301C-C4006 | 1- C5XFE-R /ST/ | 10 x 2 x 1.0 mm² | 100 | B1-TCS-1301C-XD31 | TPS I/O and marshaling cabinet | B1 | 001 | 001 | B1-MOV-13566-M01 | EDSV DRAIN T1 |  |  | DSPW/SUPP.FI | -C4006 | 1- C5XFE-R /ST/ 10 x 2 x 1.0 | LOCAL Base Objects¦Cable¦A30¦Z20¦0510 |  |  | B1-MOV-13566-M01 | -M01 |  | -XD31 |  | 2024-06-19 / Panek, P. |  | @@UU@@C@@AA/qAArUSQhjmMY5zHOdBzmOdBzoQA6EHQlB0IUpKFJSlCUKUcCUgApSUgABSQKUACgAAoCgAUBClJSpKlJSpKkAQBIEJQAAFKApSlIUACVJQlKgAAAAAAAAAAAAAAAAAAAAAAAAAAAAAAAAAAAAUAAAAAAAFAAAAAAAAAAAAAAAAAAAAAAAAAAAAAAAAAAAAAAAAAAAAAAAAAAAAAAAAAAAAAAAABCw/Pr6z8ekTzfyJ2wT2CeXr837U/ryf148X1ELHK80Ppn7qftDyY+r8KPVf/vnsyH2bU4fz5eX/66PJGCSJ9GVBp2pAf+ATTvocEYtwCzGLYeqKRXziZI6PLSBFcq9DMHNMkzBD+UTARE+ckhaNIlA7NKEoVwh6QDChAkSXILkE88skEUBZFPFFMAVix6OnNSFAkOCAN7VDqEosqvUNI4MeFDAkU50jShRt0b1YmTsgZinPFczhg7ULViaib9xBmFK/0vYgLl+eEBNYI/uGsTWTKwQ8AkEwR8kpMa+YTWmWEkSBOeRKO1iAkTodWDd3PWh35rjRqQinh4EK9gTYFagKh1AdwS/x7qbukY+GnXIknTszFuDPg46eoTbni4p8GHaEv3NGxmAzSdNCG1s37fjpq47tCF25dprnewXdQmMTTyVZqtF3rEwSm5jz75fwicGi6bVmq2bRM+aumLASxYjQho2f4+YS4ZfgoEyFuwWiYLdF3fhwwGKByAWeA6jkEjhoE2wTDbnExCd2wTSVd7jEjw+4SwT2iQJ/gm+CZAS9j9+Mv9mD1gJWJi9nb+igoE2Lgrs5QTIJImVSgEx0An0zSJSJWpBVV7X4tzMJ74EuF0TvH+ie69YXxILzSCWCUeIBKhMgJAlonfEgS2wg8NondBPGBlA4xJiPF8odxhz/f9aIqr2AA==
20186 | B1-TCS-1301C-C4007 | 1- C5XFE-R /ST/ | 10 x 2 x 1.0 mm² | 100 | B1-TCS-1301C-XD31 | TPS I/O and marshaling cabinet | B1 | 001 | 001 | B1-MOV-13607-M01 | EDSV DRAIN G1 |  |  | DSPW/SUPP.FI | -C4007 | 1- C5XFE-R /ST/ 10 x 2 x 1.0 | LOCAL Base Objects¦Cable¦A30¦Z20¦0510 |  |  | B1-MOV-13607-M01 | -M01 |  | -XD31 |  | 2024-06-19 / Panek, P. |  | @@UU@@C@@AA/qAArUUQpTGOY6DGOdBzmOc5zoQhKEnSk6ToQlKUJShKEKUk4FIAAClIUBKgAUoCgAABSgAUBSAIUpKlJUlIEJQpIEKQoAFKApSlIUACVJQlKgAAAAAAAAAAAAAAAAAAAAAAAAAAAAAAAAAAAAUAAAAAAAFAAAAAAAAAAAAAAAAAAAAAAAAAAAAAAAAAAAAAAAAAAAAAAAAAAAAAAAAAAAAAAAABCv+Tx9Z9/SJyeX+RPCCesTr8v7Ufrw/18uD6CFj7Hmh9EuSn6w5cfV90/VZ/fPXiPq2JX/Pycn/1S5aL0iJfjjQbmxIB/4BM+hDTGDbAv4Raz1RSK+YTFHR9tIEVSV6GUHNKRKUEP4RKAiJQeZCecSY5KUJLVAa8L6ADXQgSJFMFMEueTIgiYc8U70UwBULHn6c1ITEhTmDSJK7RVNpHFbYhWkU7CRnQnbO4Jj0AZDRmMtTvQ3IXC1k7KBA3YLumzCBRZK7ugJqBH9w1CaiUlgh3BIJQR45JKNXpE1JkhJCQJ+UhJ9/CBIToct7s9n80PhlVHY0oabm7uIXcAmAVugXB7gG+Je4O0nbHvUapCSOnJLDZpNi9wdQle13+KeYSvsX8gGDJM4Z0IZv0t38vgvcFldYlWzOnNPRRTOrcExidrhu7NzBX1iX5JnwbPcLL4m7bbrbVmnFLEJtZaqYsBLAMyG3l/j4hKDJ3piYy3XLRL1uK7phvwGCBxAV8R1HwCR3ZibIJftzCYBOCsTOXPf4RI+P2iViewSBP8E0AmIE1sPuwlnbg6QEqEwevwfNMmJr0CuTGCYhJCY1JgmGYJ88qRKRKlILlz2O9t5RPdAlBdE4D/RPbrVlgkGs0glYk/kAS4JiBIEtE4hIEtrIOO0TfBOMDGB4hJRHH5A8LDm5fpRFVfe
20187 | B1-TCS-1301C-C4008 | 1- C5XFE-R /ST/ | 10 x 2 x 1.0 mm² | 200 | B1-TCS-1301C-XD31 | TPS I/O and marshaling cabinet | B1 | 001 | 001 | B1JBA-1309-TB3 | Junction box IOS | B1 |  | DSPW/SUPP.FI | -C4008 | 1- C5XFE-R /ST/ 10 x 2 x 1.0 | LOCAL Base Objects¦Cable¦A30¦Z20¦0510 |  |  |  | -TB3 |  | -XD31 |  | 2024-06-17 / Panek, P. |  | @@UU@@C@@AA/uAArXSQpjFMY6DHOY50HOcyEHSg6EASlCDoQlKEJSpSEIShQFJUoCQISpQAAUhQAAAAClAUoCkqSlSgKQhIEgQBKkoQlQFKApSlIUACVJQlKgAAAAAAAAAAAAAAAAAAAAAAAAAAAAAAAAAAAAUAAAAAAAFAAAAAAAAAAAAAAAAAAAAAAAAAAAAAAAAAAAAAAAAAAAAAAAAAAAAAAAAAAAAAAAABCt+fi6zpE80v5E3gT2Cdfmp/af6/D/XzW8jC/Z6I5IfT56J/WHk5vLLqv/n/fP+Nxr55W82l93//b5PvmQRHLcgzzyAf+ATaxIc0YtgDBpi2HpiYryiZI6PwmBFchcXqaILZSJSgh/KJQERKDlQo2BKBqmhJa4DzgFokCSWmCIKYJc8mRBGikKt6JwBWLzbtISEhTu7xBoEovTvFBOO3IcmPAJfSrMEdpCnWo6SsTZA1DMTbsM8TpTIorspUS9opowgRqyo3NwBOIEf3D4hPASksEO2JBKDwSkkRxegTiG6AkJAnPISjd2sgFAnqc3wYdjoE6JV6sunY7iFdu4h68YmMVrAqTaA4BLdPt4kho3hIMWTFZdZv9Qm13K/lwXCWStxgUcFGSD9JiXU4PFn3y9WJT4irgnoEwibHx7NVee9rS6xMMkzauyX7RNurb4bdWnNgjNt3U1ZRMl6doJaBroWXfxxid2BMuPGYxL+PLbns0Q2wHZgcoGp1HCJG54RM4Jiu1hMYm/YJPtEcPAJB4/cJYJ7RIE/wTQCZATS0/fpl/Zg9YCViYvZ3uSmkpEwzFbsoJkEkJlUoBNOgE+mUxJiVqQ1UVe17+vqCe+BKXSE3TD/onuswFokFjMEviUeMBKhMgJAlOQTwiQJxZb5BHHlE4AT6ANQDhElEcfyBwsPZ8v1KiqvYA=
20188 | B1-TCS-1301C-C4009 | 1- C5XFE-R /ST/ | 10 x 2 x 1.0 mm² | 200 | B1-TCS-1301C-XD31 | TPS I/O and marshaling cabinet | B1 | 001 | 001 | B1JBA-1309-TB3 | Junction box IOS | B1 |  | DSPW/SUPP.FI | -C4009 | 1- C5XFE-R /ST/ 10 x 2 x 1.0 | LOCAL Base Objects¦Cable¦A30¦Z20¦0510 |  |  |  | -TB3 |  | -XD31 |  | 2024-06-17 / Panek, P. |  | @@UU@@C@@AA/uAArWUQpTGOc5zHOY5jmOc50JQlB0KQhAEIQhCEgUpCUJQhCVKAoCQKQlQAAUhQAAAAClAUoAEASgClKQhKkgQBKkoQlQFKApSlIUACVJQlKgAAAAAAAAAAAAAAAAAAAAAAAAAAAAAAAAAAAAUAAAAAAAFAAAAAAAAAAAAAAAAAAAAAAAAAAAAAAAAAAAAAAAAAAAAAAAAAAAAAAAAAAAAAAAABCr+ji7jsE55fyJ4AT2Cd3PR+1P67/9eWvlYX7fRHLD6fPOn7A5unzS7cH5/31ffmNGpKvp5qv/+7moKIIjoyoNPfkA/8AmxiQ6YxaAMNgtR6YpFegS2OvnpAi7IWz1M4K5SJSgh/CJQERKD8ScLoEmNylCS3YPOAViQJIohCIKIJdUmRBEwp3oogC4L0btASEhTc3iDYEnepvEymNaQ224RMCXNII+FCjTn2F0TXAzGkUu9Rhsb9kUXsF5EL8flRKwCNKU5rtAJxAj+4cYnCSksEOyJBKDhlJIji9AnEOaAkJAnVISe7sYgJiepw6OsTrlTl789Xf7NXbQqxXEPXaJaK3QLibAHhEsw2JrTh3hJFmWyrNVv9onj2ty981ecTBLFkAnwTywfpSJn4/FVh1OC/eE8nkOGjcEtE169q53rupq9wmKQY7bTBOsTc3OHTqubeSdFoldkU4ATABpmhCndy/x84nggSnL3r5O0TDaa2irbhrgM8DlAz9pxCRu7ImoCYs1omMTgqEp1yOHxCQcnuEqE9okCf4JsgmQEv4/fjMGvB6wEuiWez4uWigoExUiubKCZBJCZVJgmOYJ9UqRKRLqkNydz2vx6M4nvgShvibpi/0T3VYSsSCppBMAk/KAlwTICQJRkE+USBOPLgII5MonhBPpAzgcAkojk+QPGw6fm+tUVV+A
20189 | B1-TCS-1301C-C4010 | 1- C5XFE-R /ST/ | 5 x 2 x 1.0 mm² | 200 | B1-TCS-1301C-XD71 | TPS I/O and marshaling cabinet | B1 | 001 | 001 | B1JBAY-1301-X03 | Junction box FI | B1 |  | DSPW/SUPP.FI | -C4010 | 1- C5XFE-R /ST/ 5 x 2 x 1.0 | LOCAL Base Objects¦Cable¦A30¦Z20¦0505 |  |  |  | -X03 |  | -XD71 |  | 2024-07-13 / Panek, P. |  | @@UU@@C@@AA/sAArVSQpTGMY5zHQc5zHMdBzoQdSEpQhKEoAhCEIQlSQKQdCUgABKgKUpSUgAhQFAAACQAUACQKSlSkpSkCUpUpSkJQlQFKApSlIUACVJQlKgAAAAAAAAAAAAAAAAAAAAAAAAAAAAAAAAAAAAUAAAAAAAFAAAAAAAAAAAAAAAAAAAAAAAAAAAAAAAAAAAAAAAAAAAAAAAAAAAAAAAAAAAAAAAABCw/Tp6TnEjx/yJwAntE6fHR+1P6/H/X0d/lca/Z6Y+uGfn5ZeAPD5ujxTwfl/fq+7MebYlhnGT/7fDOiDUKPLcgy1pAP/AJs5OuJi1wMOEWw/GKRXyCZI5vtpW6V6YBb+bOD0SkSlBD98SgIiUErRJz8gwwwVTQktcHnAMQkCSKIKIJeqTIgiYm3E6t6JQsFYvl55qSEhTf64kq6KyZTEAXZMmASxJVZwjrIU687cFYlgFxlKm6ipvEr9dQIc21f9FOeLQK8UuwAmkEf3DkE4yFkw7YkEoOOUkiNPpE0jngJCQJ+EhJ7uMDVmJzOp2Or6xPXLPXEtjcQ61d7s7iHPkEyCt8CtLQOyJisst4bUp2Q4BJG5UXsGbBXxdAmnf37/cK84mDuY9UCfBPNB7KRNbj4tHa/T5L94TWxGiuneEuE2uTdq+Ku90iYZBo19ws1BN/Tov4d22cxMuGi+CXwOqhwZP4+UTigS3NjEsx4eGNGpZvQ4YDaqkNwGrPoO2JHB84mgEt1axMgmmwSnZI7fIJB83vEsE9wkCf4JtglwJft+Fpg2oPYAlYmP28PLRQUCYqRXVyglwkhMqkwS2YJ9UqRKRK1Iap1e54djMJ8IEob4m8Yv9E99moYRILGkEwCT74CVCXAkCUXCd0SBNOXAQR3sonaBOUDMB3RJRHe5BNbxeAUVV6gA=
20190 | B1-TCS-1301C-C4011 | 1- C5XFE-R /ST/ | 5 x 2 x 1.0 mm² | 100 | B1-TCS-1301C-XD53 | TPS I/O and marshaling cabinet | B1 | 002 | 002 | B1-ZHS-13121 HAN 16A | POSITION HP STOP VALVE 1 |  |  | DSPW/SUPP.FI | -C4011 | 1- C5XFE-R /ST/ 5 x 2 x 1.0 | LOCAL Base Objects¦Cable¦A30¦Z20¦0505 |  |  | B1-ZHS-13121 HAN 16A | HAN 16A |  | -XD53 |  | 2024-06-14 / Panek, P. |  | @@UU@@C@@AA/+AArjUQpjGMYxznMdJznOY50IOc6UIShBwISg6UpQhCkIQcAFAApKlAUpQEgUkClAABQFAApSQIUpKUqUhSUqSBKgJQgAFKApSlIUACVJQlKgAAAAAAAAAAAAAAAAAAAAAAAAAAAAAAAAAAAAUAAAAAAAFAAAAAAAAAAAAAAAAAAAAAAAAAAAAAAAAAAAAAAAAAAAAAAAAAAAAAAAAAAAAAAAABCv/Nr+jrOgT7fv/kTgE+6BPWJLr8f7Ufryf14PD9JjWPE+iHnl+VH2Bs5erxzem9/dzyWn155X+eeX/y8XNKC8S/HGgy2ZAP/AJt6VL+cC9fFuG7FAr5RMMermoWKsUyv6M0HmlIlKCHyRKAiJQS0CSDyxAEZKEJLVBzgHYQgSJE8E8EsW3+c7OQRQ6oblc0UQtwWPw6J0a5hJKdy9DuiTXlu03JvTQxUNePHShYkVZkpl2kJ9E0+Ky4JsATGUpdU9LWSnBCjzVXb4FGSW8AmsEf3DWJrIWTDtCQSg5YSRGvzia0thJCQJ6JCTb+ACQm29Nmf1IdMqYy6UKN7ShVfEvitQFI8YGjgEs4tycZtQkGLpx7iYrNex29nBxdQlOrB2/glnEs0W8uYCYzTnTOhotjvbGzo4rlaG7w9+/L371le+JkE3ras+1lrw4+sTXhnnTTTorLMuATNpyxVZZv2ytQwxRjxWVQCWAbSFGwYc9v8fEJk7shKdVl60SVuw178NkCYALaeo1iR3O8J2QSzFmErE47om4U8vIJHx+0S6J7BIE/wTSCYwS5h92EvdqDoASoTB6+D55iYTsTiuS0ExiSEtUmBMMwJ4ZUCUCVKQU0+x4ezlE90CTlYnGf6J7bl0vCQXGgEuiTfKAlImMEgTEJ8IkCYrpB8mIThBPABaByCSiO/INbDl5vqVVVfe
20191 | B1-TCS-1301C-C4012 | 1- C5XFE-R /ST/ | 5 x 2 x 1.0 mm² | 100 | B1-TCS-1301C-XD53 | TPS I/O and marshaling cabinet | B1 | 005 | 005 | B1-ZHS-13141 HAN 16A | POSITION HP STOP VALVE 2 |  |  | DSPW/SUPP.FI | -C4012 | 1- C5XFE-R /ST/ 5 x 2 x 1.0 | LOCAL Base Objects¦Cable¦A30¦Z20¦0505 |  |  | B1-ZHS-13141 HAN 16A | HAN 16A |  | -XD53 |  | 2024-06-14 / Panek, P. |  | @@UU@@C@@AA/+AAriUQpjGMYxznOZKDnOYyDpOhCEoAhB0oAk6EoOBCUJQdCQAABSFAABClAUkAEgABQAKApSQIUpKUqUhSUqSBKgJQgAFKApSlIUACVJQlKgAAAAAAAAAAAAAAAAAAAAAAAAAAAAAAAAAAAAUAAAAAAAFAAAAAAAAAAAAAAAAAAAAAAAAAAAAAAAAAAAAAAAAAAAAAAAAAAAAAAAAAAAAAAAABCs5tXYeTpE+37/5E0ifdAnuEl2eb9qP18P9fR4/IZFjyvrh6JflR9gZdfr803swf3e89pizSs6J/r/+PLzzwYSf8bUGVEgH/gE286lmwBg7Qt43YoFfQJij289CxVJX9GUHplIlKCHzxKAiJQS2RJJ6EItoQktUHQAWIQJEieCeCX5yZEETOaK6dEUwtYsfh0zoyEvSU3w3BJVl8prnaR9lC48ckMCRPTlSNtCczTX6xN7IBcWlLootplW3ialBnhSr03sGsBRflVvAJqBH9w1CaiFkw5xIJQccJIjV6hNSXQkhIE9chJu9iAkJtPVh2fah1SpjLnQo3s6FVglgrUBSPEBpEwcO2MtAkGLqx7iad7JZ4uTu5sWHwdYlPfx6L8tgTDs3ceYCYzTnVOhs8VmWfX08V6dDPR8uGXhw1aBLRN7JT29q6vW3ewTk1p503admsw3awm/qujYss37pXIY4otyYaoBMIG2hR2zFsXfxyiXaZCU4L/BaJNbla+9DhgNMDiAuq6zxCR3+ATuAlmTYErE474mcp5NQkfN8BL4nvEgT/BO6CZAS9i+OIwbkHSAlQmt7uH6ZiYTtTit1oJkEkJapMCYpgTxyoEoEqUgpp97w7WuJ8YEnKxOM/0T4Xr5gEgvNAJfEm+cBKRMgJAmMTlEgTHfIObGJwgnKBaBxiSiObgDkYcvP9Sqqr8g
20192 | B1-TCS-1301C-C4013 | 1- C5XFE-R /ST/ | 5 x 2 x 1.0 mm² | 100 | B1-TCS-1301C-XD53 | TPS I/O and marshaling cabinet | B1 | 002 | 002 | B1-ZHS-13161 HAN 16A | POSITION LP STOP FLAP |  |  | DSPW/SUPP.FI | -C4013 | 1- C5XFE-R /ST/ 5 x 2 x 1.0 | LOCAL Base Objects¦Cable¦A30¦Z20¦0505 |  |  | B1-ZHS-13161 HAN 16A | HAN 16A |  | -XD53 |  | 2024-06-14 / Panek, P. |  | @@UU@@C@@AA/4AAraSQpjGMYxznOc5zmQcxkKOg51IUhSDqQhCAKQhSTpQdSlAApQFAUpSgKSoCgAABQAASpSkpSpKkqUhSVKSBKlKOAAFJApSlIUACVJQlKgAAAAAAAAAAAAAAAAAAAAAAAAAAAAAAAAAAAAUAAAAAAAFAAAAAAAAAAAAAAAAAAAAAAAAAAAAAAAAAAAAAAAAAAAAAAAAAAAAAAAAAAAAAAAABCxfHs6zaJ3fs7v8icwk8CeYTr8Hln/bX/Xydv5yxY+p8cPTL8KO4Hft6vBN5MH93vtzGfPLF09y3//p+vvUQYyf77kGVcgH/gE4NSmPSBhyC3iyKBXwiWR+vfoWKpK/myg8UpEpQQ2xKAiJQS0CSTwoRmoQktUHSAYkIEiRPBPBKn8pmYgicMtPJFELWLH3bZxkJAFcCcocAkq9+mudpHAWWSQwJFG6lvkmnXfQmlZPow3xMYFxcV1PJRU3iU4IU+KuvIBRdLUAmwEf3DYJsIWTDwiQSg6ISRGz8RNiZoSQkCeOQk3HkAkJvOv9MWiSG2VNErtSE1PFqQrxCYhWsCkeyBzCYefB6ozcokG2z1kpy4Jubhuxe1h9jqE2cmnj9yrQJk03ezvATG9Obb1CGngz72inn7N/LfQq97FKrDVxCViarKfU05q8eXrEx3W0UJbVu3jFblEz67ox4eK2VqHDGqm7cw1wCYQLUKM5lut/j3xLeWQlOYTDm5N1q4ocECYwM1XUdAkcflE0gmLLnErE13xPXKejtCR8HoEviecSBP8E1Am4CXsvpymDfg2gJUJk83P25iYTHOK25gTcEkJmUmBMswJ80qBKBKlIKafO8+m4T0wJOVido/0T0Xr5gEgvNAJfEm+IBKRNwEgSwT3RIEsvkHw2CcwJ8oGYDWJKI9tNjDd3voBVVew
20193 | B1-TCS-1301C-C4014 | 1- C5XFE-R /ST/ | 2 x 2 x 1.0 mm² | 100 | B1-TCS-1301C-XA65 | TPS I/O and marshaling cabinet | B1 | 002 | 002 | B1-ZT-13121 HAN 10A | POSITION HP STOP VALVE 1 |  |  | DSPW/SUPP.FI | -C4014 | 1- C5XFE-R /ST/ 2 x 2 x 1.0 | LOCAL Base Objects¦Cable¦A30¦Z20¦0502 |  |  | B1-ZT-13121 HAN 10A | HAN 10A |  | -XA65 |  | 2024-06-14 / Panek, P. |  | @@UU@@C@@AA/8AArbUQpjGMY5znOZRzmOYx0KOg6UJQhKDqShKUJShSgHQdCVJABQFKApAFAUpSlAAACQASpSQKSlKlKShSVKSBAAJSdQFKApSlIUACVJQlKgAAAAAAAAAAAAAAAAAAAAAAAAAAAAAAAAAAAAUAAAAAAAFAAAAAAAAAAAAAAAAAAAAAAAAAAAAAAAAAAAAAAAAAAAAAAAAAAAAAAAAAAAAAAAABCr5df09J6BPs8X8idsTwwJ6RJdPj/aj9dX9fKfUWLHgXyeb8aPrDau6PHNz4f7v/dlO9nlXzd/v//V4PtoiuIn8lyDLPIB/4BN3Shzxk3AK7BcBpigV/AS2PP4qFiqSuFlB5ZSJSgh2olAREoJdQSSbRELbQhMtUHMAVoQJEieCeCX5yZEETPBFVM0UQtQsff6JwvTCSBOZ3hJXqqIwTtK19XJkpQxJFWZIkbiEe5NzzLUJfAylxS9ifG3yU4IUeWq/WBRdLSAmsEf3DWJrIWTD1hIJQccJIjX+QmtLYSQkCeaQk3XxgSEzuzFt+dDZKmM2+hR7vWQqrErFagKV98DtCYeLu9VZuyJBZsy7yWYuvPmr4u50CdyXZ4ZZO7G2JXPot15wJ589BsoQ0YZv00Wzcmq/fQ3692uWrLjvcAlwmm6rPZm3L9kukS3JPOm9TkvGKq7GJwce/mimvgulcJPbZhpgE1YgN1CnPk0Xfx8Ql3akJw1V4bRJW5i92IcUBPA4wLpug5BI4eITQCYrNsS8JqwCb5Tr4xI+P1iYBPUJAn+CaQTKCX8nsyGHdg2AJUJj9PvfPMTCe3OK3WgmUSQlqkwJkmBPolQJQJUpBTT6ni6mYT2QJOXhOM/0T138BhEgvtAJgEm5QEpEygkCWCfCJAlmAg+SwTtgnzAWgahJRHL8AcjDteHvCqqvtA=
20194 | B1-TCS-1301C-C4015 | 1- C5XFE-R /ST/ | 2 x 2 x 1.0 mm² | 100 | B1-TCS-1301C-XA65 | TPS I/O and marshaling cabinet | B1 | 001 | 001 | B1-ZT-13141 HAN 10A | POSITION HP STOP VALVE 2 |  |  | DSPW/SUPP.FI | -C4015 | 1- C5XFE-R /ST/ 2 x 2 x 1.0 | LOCAL Base Objects¦Cable¦A30¦Z20¦0502 |  |  | B1-ZT-13141 HAN 10A | HAN 10A |  | -XA65 |  | 2024-06-14 / Panek, P. |  | @@UU@@C@@AA/8AArdUQpjGMY5znOZBjHOY50HUdKTpQhCTqShClIQgCkHQcAFKApSlASpQFKUoAEgABQAAAhSQJUlKlJSlSVJSBAAJQgAFKApSlIUACVJQlKgAAAAAAAAAAAAAAAAAAAAAAAAAAAAAAAAAAAAUAAAAAAAFAAAAAAAAAAAAAAAAAAAAAAAAAAAAAAAAAAAAAAAAAAAAAAAAAAAAAAAAAAAAAAAABCr+nZ1ne6BPv8P8icQn4QJ6hJdfi/aj9df9fUd4xrHfXyej86OYM2Xq8U3Ph/u/+OQszyr8vNzf/zd/wURtRE/kzIMq5AP/AJuakOeLdIFeMXAaooFfGJdHp8NCxVJXCyg80pEpQQ/lEoCIlBLSJIfdQuoQmWqDygFaECRIngngl55MiCJgqo4IohahY8fROEhL0gS7S7ok1+9FUpmhbba0MKRRmSO1pQnK57pi8JSBcTLkKqueDgqsaCU4IU+a/f2gKMstQCbAR/cNgmwhZMO8JBKDlhJEbP0E2JdCSEgT0SEm7lgEhM704tHpQ6ZU0SzdtCn3u2herErFagKV+EDhExcelZcAkFnTj3C2MMEsV2Li6hNm/v2fFG2JXnya9sCbbnOn46EMmS/Vw8XLo5MWHChvSPlwS1xtVb4mUTVlq0XtO3u4LZdYl1k86btPYvFdWW0Tfz2RRi7l0rhJ8luCmATkwgdlCnPZou/j5hLvgkJTi7WG4Sa7MXt+HFATwNgGWbqNgke/widgExY9Al4TkwCbxTy6xI+f2CYBPWJAn+CagTICX7fbaYdyDoASoSz1cf2TEwm1OK5bgTIJIS5SYEtmBPtlQJQJUpBTT63i7OYT2wJOXhNZ/onsv4DCJBfaATAJN9ACUiZASBMYnyCQJjwEHdxicYJ9YFwGsSUR3YDYw5vB9wqqr7g
20195 | B1-TCS-1301C-C4016 | 1- C5XFE-R /ST/ | 2 x 2 x 1.0 mm² | 100 | B1-TCS-1301C-XA65 | TPS I/O and marshaling cabinet | B1 | 001 | 001 | B1-ZT-13161 HAN 10A | POSITION LP STOP FLAP |  |  | DSPW/SUPP.FI | -C4016 | 1- C5XFE-R /ST/ 2 x 2 x 1.0 | LOCAL Base Objects¦Cable¦A30¦Z20¦0502 |  |  | B1-ZT-13161 HAN 10A | HAN 10A |  | -XA65 |  | 2024-06-14 / Panek, P. |  | @@UU@@C@@AA/2AArWSQpjFMY5zGOg5zHOYyEoSlKEoSlCkJOhSVJQpSjqQdSgJUpQEqUpSgAUoCgAABQAAUpAEpSpKVJSlSVKSBAFKOAAEqApSlIUACVJQlKgAAAAAAAAAAAAAAAAAAAAAAAAAAAAAAAAAAAAUAAAAAAAFAAAAAAAAAAAAAAAAAAAAAAAAAAAAAAAAAAAAAAAAAAAAAAAAAAAAAAAAAAAAAAAABC2vn185sE7v393+ROISmBPQJz+D9qfPq/r6D6y5Y5F8fm/Gf2h37+bwUctv94/DoNzclteTk5P/+6jvRG1EUePBBl0pAP/AJ1vYQ5YzdUDJcLYaImK+ITRH69+axXJW1lB5ZSJSgh8MSgIiUEt0SQ/ghfNCha4PIAbSECRIpgpgl+cmRBFAXT9mJwtYseLZSEhIcUIG89cSWKuqKGa3XZELEie2kbqFGWjerEvkBoKr4iKnhks+XM2FFQIV+XHiygTwlwAJrBH9w1iayFkw74kEoOOEkRr/ITWl8JISBPNISjTmAkJ0X9MnUkhslOMN9CfBvoV5BMgrWBUvuAe0Jbxbqy4RINl2XHvG9DO+3tWcwnHp+CnbEycO5n1bYFG3SbLJobnt/Fi92y/PVb2s9qHbz5LqNWbHpExib+arLmz9bHnlziZbuxOaXb+Lp2GWzDOJpx6oicsmnCWAk533WVwCdi0C9CrcxZsL/4+MS/syEq4cBM2FpXphtgKYHKBh56eY1iR2aROoCZLumJiE1WCdcq4/eEjueoSwT0iQJ/gnACaATHd67i3eg2AJWJm9HF9NBQJlpFcLwTQJIS9SgEuoBPqlMSYlakFVXpeLd2xPXAlJiE1H+ierHYWiQY2YJYJR8wCVCaASBM4nbEgTPYQfLnE4gT4QLwNQkoj5O4HvsPR732KKqvQ
20196 | B1-TCS-1301C-C4017 | 1- C5XFE-R /ST/ | 2 x 2 x 1.0 mm² | 30 | B1-TCS-1301C-XD21 | TPS I/O and marshaling cabinet | B1 | 001 | 001 | B1-TCS-1311-X22 | BOX TPC/OPS | B1 |  | DSPW/SUPP.FI | -C4017 | 1- C5XFE-R /ST/ 2 x 2 x 1.0 | LOCAL Base Objects¦Cable¦A30¦Z20¦0502 |  |  |  | -X22 |  | -XD21 |  | 2024-06-12 / Panek, P. |  | @@UU@@C@@AA/gAArNUQpjGMdBjIOcxzHMcyDpQhKEnUg6EoShSEoSpKEIOhQAASACVJSBIFAUpIAAAAClAUkCAJSpAFISlKgIApSUqQlQFKApSlIUACVJQlKgAAAAAAAAAAAAAAAAAAAAAAAAAAAAAAAAAAAAUAAAAAAAFAAAAAAAAAAAAAAAAAAAAAAAAAAAAAAAAAAAAAAAAAAAAAAAAAAAAAAAAAAAAAAAABCxeLj6joE+7+RO2Ce0T09XL+1H68H9eI8ZjWPI1Q+iX20fYHJ5/LLpr/L++flymxryxefk5P/8kvLPZInlzXoM2xIB/4BNfGpZ1wMOMWo/GKBXmEyYpfn5qVjlkL6muDalIlKCGeJQERKCWyJIfvQvoQmXBB6ACwSBJE8E8EtXBzzs5BFCYN2J4XUF5uicMEwkgT0vybYk1VVMXzuBZrrsSGFIpzBGohdP1p8AnxgUEZSdvyb1RTC2NZNgBDVqr0WAVU3zdkBNII/uGkTSQsmHQJEoiDhhJRxfgJxDfASEgTnkJN2s1oEwnqcOz6xInIvz+vbQjYwbm2J0WiWitYFI8IHcEs7uqMt4SDousq0BfX3ekT5tjvYrxK7MgGk39++g9lImaqjv8PY/TarqE75Rhn7QmQTa3C6nNmoz1Z5dQmOQdmfWka2GwSybjircxSLVNc2rKKwSsDsCS3bv48Am9AnXui0TUt2baLoKtyHDAlwFHSaRI3dAmuCWZOsJaJwViZyni4RI8PvErE9wkCf4JoBLgSq34Wmrng9gCYBMft3/qmJhLJxW/KCXCSEyqTAlswJ45UCUCYFIKafc9vZ1hPhAk5qCcB/onvqrNUSCpoBKxJvCAlIlwJAmQTvCQJkrIPBkE+UE+kDKB3BJRHz/QHGw5vN9YAqr8QA=
20197 | B1-TCS-1301C-C4018 | 1- C5XFE-R /ST/ | 2 x 2 x 1.0 mm² | 30 | B1-TCS-1301C-XD21 | TPS I/O and marshaling cabinet | B1 | 001 | 001 | B1-TCS-1311-X22 | BOX TPC/OPS | B1 |  | DSPW/SUPP.FI | -C4018 | 1- C5XFE-R /ST/ 2 x 2 x 1.0 | LOCAL Base Objects¦Cable¦A30¦Z20¦0502 |  |  |  | -X22 |  | -XD21 |  | 2024-06-12 / Panek, P. |  | @@UU@@C@@AA/gAArNSQpjGMY5jHOcxjnOdBzoQdCUJQhCUIQlCUJSBCEoQcCgKAkClJUBIAASBIAAAAClASoCVJSpAFISlIFJUpSkoQkAFJApSlIUACVJQlKgAAAAAAAAAAAAAAAAAAAAAAAAAAAAAAAAAAAAUAAAAAAAFAAAAAAAAAAAAAAAAAAAAAAAAAAAAAAAAAAAAAAAAAAAAAAAAAAAAAAAAAAAAAAAABCw+HT1HQJ9/8icAJ7xPV1cvuo/bi/rwnjLlj7WuH0y8lH2B5fR5pdNn6f36+XKaNaWH0V+X//J93moIJpc2ogzaJAP/AJrXKW64F+4Ws/OKBXmEx4Zc/npWOWQv6tkG1KRKUEM8SgIiUEuuJIfwQ1KEJlqg9IBaJAkieCeCW3gveuhoIIpS92onhaxebonCqYSQJ6sEG/uCT2WVRM0rLJkwoYEinVCM6Hsn0T1CbYGczE7nycFJc12ETVAhMt6vduAnozzbwCaQR/cNImkhZMO4JEoiDjhJRyfiJyDlgJCQJ+UhJt/NiAmE9jg1+cSJyNTZ7KGtz1b24J0T4hMQrYBUPIBwiW97AMuASDfyXV5dssg4ukT5tHDhzCWW4wOQ4cs57e7SJn09iW1m7k9dQl/vmzKfdEyCbV8x0559i9sS6hLZB2dejRMa2C0S2bjizctkYlNU27qJ7ASwDYElvZf4+gTfgTHcJVdNdi1727DfgJoHIBRN0nGJHa9wmqCW4tUTEJxXxOwU8feEjwfESwT4CQJ/gmyCZASvF8sRf2IPaAlQl3v4PFMTCWziuplBMgkhMqkwJimBPHKgSgSpSCmn4Pb6+YT5QJOXhOE/0T412F8SCtoBLBJvqASkTICQJjE74kCY7CDwYxO4CeIDKB3RJRH0/OHIw5/P9YAqr1g
20198 | B1-TCS-1301C-C4019 | 1- C5XFE-R /ST/ | 2 x 2 x 1.0 mm² | 30 | B1-TCS-1301C-XD21 | TPS I/O and marshaling cabinet | B1 | 002 | 002 | B1-TCS-1311-X22 | BOX TPC/OPS | B1 |  | DSPW/SUPP.FI | -C4019 | 1- C5XFE-R /ST/ 2 x 2 x 1.0 | LOCAL Base Objects¦Cable¦A30¦Z20¦0502 |  |  |  | -X22 |  | -XD21 |  | 2024-06-12 / Panek, P. |  | @@UU@@C@@AA/gAArQSQpjGMZBzHQY5joOZB0IOc6EJOlKFIShCEAQhCEIOgCgASkCQKUpIAAUBIAAAAClASoCkpUlKgISlKlKSpSkoQkAFJApSlIUACVJQlKgAAAAAAAAAAAAAAAAAAAAAAAAAAAAAAAAAAAAUAAAAAAAFAAAAAAAAAAAAAAAAAAAAAAAAAAAAAAAAAAAAAAAAAAAAAAAAAAAAAAAAAAAAAAAABCs8HN1nSJ5f5E3wT3Cenr83to/bj/rwHhLVj7G9D6JeKj6w+3z+SXVX+n9/l5rjLklZ5/HX//i8c5PBNLnuQZskgH/gE18ClmUC/gFvH5xQK84mGyXR5KVjyyF/VrgzykSlBDPEoCIlBLMJIfvNWFoQmWqD0AGASBJE8E8EvXV6p2cgihKtyJ4XSF5+mcKphJAnpd3aEmvXqYyTtS7s912BCxIqyhVLIhPXNPUJHbAuMZsUuW7eqwt+URSCGneiv8MIFE+tNJe4AnMCP7hzCcxCyYcQkSiIOWElGj8RNA3QEhIE9UhJt3HqATCet09joEicjFn2kMlO3tCbtdolorWBUPIB0cIlsuOwZt8SDp07a7q+2HH1CfLl4LMYleDEBoOK6c9lAmtj4eThv3Z6+KsTvGzbR3BLhO1tmrTknz6WeXWJbIPknzSM1+wSybZ5ZV7eCRhU2Tatovgl8DKJLcu/jviX96QmK0TSttw5tLch04ExAUdRoEje9omuCWYdcS0TkrE7JTo5RI+b4CVie8SBP8EzAmIEvYfjhL+zB7AEqEt92/9MxMJgnFdW4ExCSEuUmBMMwJ4ZUCUCVKQU0+939jGJ8YEnNITiP9E+F6sviQXmgErEm+gBKRMQJAmoJ3xIE1KyD59QTgBO8BcBwCSiO73Q0MOt931ACqvYA==
20199 | B1-TCS-1301C-C4020 | 1- C5XFE-R /ST/ | 10 x 2 x 1.0 mm² | 30 | B1-TCS-1301C-XD11 | TPS I/O and marshaling cabinet | B1 | 002 | 002 | B1-TCS-1311-X32 | BOX TPC/OPS | B1 |  | DSPW/SUPP.FI | -C4020 | 1- C5XFE-R /ST/ 10 x 2 x 1.0 | LOCAL Base Objects¦Cable¦A30¦Z20¦0510 |  |  |  | -X32 |  | -XD11 |  | 2024-07-20 / Panek, P. |  | @@UU@@C@@AA/iAArQUQpjGMc5jmOcxzHMdJ0IShCEJQk6UJOhKUoSlCUoOhIEpABKgKUpAAAUpIAAAAClKUoCkqSlKlJShKQIApSVKOkAFJApSlIUACVJQlKgAAAAAAAAAAAAAAAAAAAAAAAAAAAAAAAAAAAAUAAAAAAAFAAAAAAAAAAAAAAAAAAAAAAAAAAAAAAAAAAAAAAAAAAAAAAAAAAAAAAAAAAAAAAAABCxcfFzmoTyfyJ2AT2iejn8vso/bt/1x2eEhY+364iHkkT/UH3efmv+Of8/75fLcbHRli88eL//s8U0+ORPLzZUGbXkA/8AnSsUxbAGHCLUflFAr5hLcUv1++kCPJaTC+prg3JSJSghoiUBESglsiSGmdCX4IQN6DkALBIEkUQTwS5ZMiCLwTsMFOiKIAvC/jqnC/MJJTk3s4k1VEiqBKUJW24UK0inWCMyE2vNSJuAZDKTuXWyRdovxa1k18RngSVWD0WgUZsd+fdATSCP7hpE0kpLBDnEiURB3ISUcPpE4R6EBISBOWQk2jWC4CYT1OHb/QTvSoIzZ+qhshe6e6JqtEtFagKU7gHZExcFaS7AkGq6yrLV1A4OYTu7G/vWZhK8dwHayzGqhoEzV9mbNv7dVbQJ370euejqiWidLu0Zpqdrb5xLJBnn15GvXhE0cM9W7ikY1M+KeoEqA2RJaMn8fGJ1oEtsEvWaen1ro2sG9DigTKBTTzHEJHX9gmwCY7uiJkE4axNwp4tIkfJ7xMAnuEgT/BOoCXAlVvwtK9yD1gJeEx+3f+iYmEsnFehlBLhJCZVJgS2YE8MqBKBLykFNPud/azCfCBJy+J2z/RPfVgKxIKmgEwCTcYCUiXAkCZBPAJAmTAQfNkE4AT5wMoHaElEfLxCZvH9KAqr8QA==
20200 | B1-TCS-1301C-C4021 | 1- C5XFE-R /ST/ | 5 x 2 x 1.0 mm² | 30 | B1-TCS-1301C-XD11 | TPS I/O and marshaling cabinet | B1 | 002 | 002 | B1-TCS-1311-X32 | BOX TPC/OPS | B1 |  | DSPW/SUPP.FI | -C4021 | 1- C5XFE-R /ST/ 5 x 2 x 1.0 | LOCAL Base Objects¦Cable¦A30¦Z20¦0505 |  |  |  | -X32 |  | -XD11 |  | 2024-07-20 / Panek, P. |  | @@UU@@C@@AA/gAArLUQhjmMc5zHOc5zmOY6TpQdCUJQlCEIShKUoAhJ0IQhQAKABSlKUBIFKUBIAAAAClJAoCQKQpAFISlSkpUpSVKQkAFJApSlIUACVJQlKgAAAAAAAAAAAAAAAAAAAAAAAAAAAAAAAAAAAAUAAAAAAAFAAAAAAAAAAAAAAAAAAAAAAAAAAAAAAAAAAAAAAAAAAAAAAAAAAAAAAAAAAAAAAAABCxeDk6joE+3+RO8CesT7+rm9VP7av68Hz+EyrH1+KIh8slz6g8fk6Z5b/5/35+a019M4vJ4p/+fH9kwYpjntQaNaQH/gE2camLSBgxC3z8opFecTLin9eWpY5r9AuX0NEGzMkzBDTEwERME64kjQhFP3ISN2DygGMSBJKoLkE+eWSCKG7ERVvRTC3RefouBeoEkT0d3ubYlzCuC7RggG6hNlmNDEkVdcI0IUa1F66J2gMRnKXe2LNNt6twE3gQv1/hlAuaJ3QE5AR/cOQTkIWWHcEiYiDihJjj8wnGOaAkSBPxkSjuZwygUCfo8eLY7Yls1UxOztbqGmqG9s7gnRYJYK1gVJwgcAmPv4cKUd4SDotryYM+DaDV0ie/r5MecSvJmA4LaDopaRLNe29v5+xXcbwnfPTRwU7glgnZ1VaKKsOPqExyG1c0SaMGETdtuX9vFJkU4e1jprBKwNIk62b+PhE3oEsyCXcmxu5ti/uQ4YEzAU1dJxCR2/UJpBMdnXEyiasAmyVcXCJHx+0SsT2CQJ/gm2CZgS/l92UwdmD0gJdEyevf+igoEx3BXPaCZhJEtUoBMtAJ4ZpEpEuqQVVex3+x1hPdAlwvCaj/RPbfrMAkF9pBKxKPlASoTMCQJYJ8AkCWVkHyWCcAJ8wFoHAJMR8UhxsPW5fpAFVfeA==
20201 | B1-TCS-1301C-C4022 | 1- C5XFE-R /ST/ | 5 x 2 x 1.0 mm² | 30 | B1-TCS-1301C-XD52 | TPS I/O and marshaling cabinet | B1 | 001 | 001 | B1-TCS-1311-X15 | BOX TPC/OPS | B1 |  | DSPW/SUPP.FI | -C4022 | 1- C5XFE-R /ST/ 5 x 2 x 1.0 | LOCAL Base Objects¦Cable¦A30¦Z20¦0505 |  |  |  | -X15 |  | -XD52 |  | 2024-07-20 / Panek, P. |  | @@UU@@C@@AA/gAArKSQpTGOY5jHQcyDHOc6UIQdCEJQhCDpQhAEKUhSEIOlAAKAACQKSpIAKUpIAAAAClJAoCQKQpAFISlKgIApSVKQkAFJApSlIUACVJQlKgAAAAAAAAAAAAAAAAAAAAAAAAAAAAAAAAAAAAUAAAAAAAFAAAAAAAAAAAAAAAAAAAAAAAAAAAAAAAAAAAAAAAAAAAAAAAAAAAAAAAAAAAAAAAABCw+Pwdp1iff/InCCe0T09vR7Kf24/68f0eQuWPtfLD6JFH2B5vP2c86/z/vq6Mhr5pYfPk8v/x5vuogtojpyoM6ZAP/AJtWqYcwGC0Ws/KKRXpEuwy/XnvLHRIX1NkG1KRKUENESgIiUEtcTJMaEIl+CEhqg9ABaJAki9BRBLqkyIImygp34nC3henroCqYkhODf3BJ14S9OyFN2L6FK0YsVqGFIq1QjUQnrTv1CbYFhlKXenrZL19rJVAhfq9NoFHdl3wE0Aj+4aBNBCyYd0SJREHJCSjl/ETlHHASEgTqkJPfytwExPU6Wb9BIoI5tnazoZqt6RuiddwlwrWBUPKBxCW8dgy4RIOvHwadmWz4s4cdXYJRLXgw5RLLcQHx45nXQJl+XRopq0tmuCsS+evBTnE0xNnmpyclGxf2Jdolsg3KKzVmY9LCJvT0ZiWDPpyMCm3bRYCWAViS38X8eETggS60Sq3bu17+eHBAakDjAvdhoEje9gmsCW4tUS4TksE2S9o5RI+b3iWCe4SBP8E3ATGCV3fC4wd6D1gJUJp+3h+mZMS2gVy5ATGJITIpMEumCeSVIlIlSkF697nh2O6J8IEoL4nyH+ie+uwwCQVtIJYJP5wEvCYwSBMQnMJAmKwg8WITiBPqAyAcQkojw+IPAw6nP9YAqr3AA==
20202 | B1-TCS-1301C-C4023 | 1- C5XFE-R /ST/ | 5 x 2 x 1.0 mm² | 30 | B1-TCS-1301C-XD52 | TPS I/O and marshaling cabinet | B1 | 003 | 003 | B1-TCS-1311-X15 | BOX TPC/OPS | B1 |  | DSPW/SUPP.FI | -C4023 | 1- C5XFE-R /ST/ 5 x 2 x 1.0 | LOCAL Base Objects¦Cable¦A30¦Z20¦0505 |  |  |  | -X15 |  | -XD52 |  | 2024-07-20 / Panek, P. |  | @@UU@@C@@AA/gAArKUQpjGMY5jHQcxzGOc50JQc6VJOlCFIShAEKShSEIQlAFAUACQJUBIAJUBIAAAAClKUkCQKSlIFISlKgIApSVKOkAFJApSlIUACVJQlKgAAAAAAAAAAAAAAAAAAAAAAAAAAAAAAAAAAAAUAAAAAAAFAAAAAAAAAAAAAAAAAAAAAAAAAAAAAAAAAAAAAAAAAAAAAAAAAAAAAAAAAAAAAAAABCxd/udRrE8v8icAJ7RPT1eb2Uftxf13/B4S5Y8T9sPokT/YHj8/T5Jq/z/vo82U06JYvP92b//F4/vogxzxz50GbBIB/4BOzjUt0gbGMWs/KKBXnEvxS/Xy0rGSQvqbINUpEpQQzxKAiJQS0iSGZCMp+CEhqg9ABaJAkimCeCXRJkQRMlG9E8LSLz65wqmEkJv722JNXFEVwDShiJrrsSGwkVbIRUudCfrT14BNQFRlKGbZL5VOAlQCFNXpxAW0ZZtwBOUEf3DlE5SFkw9kSJREHHCSjk/ETkHLASEgTokJNu524CYT1Oxo/QSJyOb49W2hpq+SRpE13CXCtYFQ8QHyiW8Ngy3xINeS2vLXw7gdInc0fPizCWTW3gS7eSc1z0CZse/Xfp9cWVyKxPoKMVO4JcJ1+ajNNoq0S6hMUg1cVFZtTm1sYhN2bjjDuY5Fimi2fasBLAJKS7WT+O6JvQJdaJVbNqu04N2HDAl4FGz0nIJHa9gm0CY7+sJeJxYROwU8nGJHe94lgnuEgT/BNsEyAld3wuMPYg9YCVCY/bwfVMTCWziubKCZBJCZVJgS6YE8MqBKBKlIKafc8HXzifCBJzAJ8x/onvrsMIkFbQCWCTfSAlImQEgS8TmEgS+wg714nbBPABlA4RJRHdTlYc/k+sAVV+I
20203 | B1-TCS-1301C-C4024 | 1- C5XFE-R /ST/ | 5 x 2 x 1.0 mm² | 30 | B1-TCS-1301C-XD52 | TPS I/O and marshaling cabinet | B1 | 004 | 004 | B1-TCS-1311-X15 | BOX TPC/OPS | B1 |  | DSPW/SUPP.FI | -C4024 | 1- C5XFE-R /ST/ 5 x 2 x 1.0 | LOCAL Base Objects¦Cable¦A30¦Z20¦0505 |  |  |  | -X15 |  | -XD52 |  | 2024-07-20 / Panek, P. |  | @@UU@@C@@AA/gAArLUQpTGMZBjHOc5zGOc6EJQhJ0IShBwIUhSVJQpCEKQhSQKUACkpABIFJUBIAAAAClKAhSQKSpAAISlSlJUpSlJQhQFKApSlIUACVJQlKgAAAAAAAAAAAAAAAAAAAAAAAAAAAAAAAAAAAAUAAAAAAAFAAAAAAAAAAAAAAAAAAAAAAAAAAAAAAAAAAAAAAAAAAAAAAAAAAAAAAAAAAAAAAAABCxeDk6zoE+v+RPdBPSJ9nXzftT+vD/Xg8PiLljlfoh80ij5w8fl6vJOz8f78/NmOzsSxeXl5f/+nx/VTBkojn1UGfZkA/8Am5cpk0AYbhbD8IpFecTLil6OapYzyF/Jtg25SJSghoiUBESgloEkM0IzayEmUNcHmAMYkCSKoKIJYvPNmQRQlW9FELWLz9FAVzEkJ7m9uCTspsmjUhEr78KGBI6KuwEXl6FOvRQttgm2BMzlLl7evnrsbSVYIaln23AUYJboCcgI/uHIJyELJh0iRKIg9+ElHH9wnGOWAkJAn3yEnvZ24CYn5uHY9AkUEaNrZ0obFe7I0idNwlwraBWPEBviY+C0ZdsSDpy47M1nBpDqE+DY+HFnEtx3gb+WZ00CZ82zor0b87NQSR8WSP0xTq0iXibXdq1a6NnU2ZdYmKQbldNhr0GbDiEz00cWeWHTdIwKbeSjACYANAkt3N/HeE3oEy1mMTUx9q7RZuw4YEvAp6jiEj2+6J2ATFfrCZBOC0TtFXFwiR3/WJaJ6hIE/wTbBMoJZd7LjBtQdICViZPT3PlmTEx0CufMCZRJCZlJgl0wTxSpEpErUgqq9T3NGqJ7IEoNQThP9E9dlpgEgsaQS0SffASoTKCQJeJxiQJfaQd68T3gTwgZgN8SUR8fyBxsOt5PmAFVfaA
20204 | B1-TCS-1301C-C4025 | 1- C5XFE-R /ST/ | 2 x 2 x 1.0 mm² | 30 | B1-TCS-1301C-XD42 | TPS I/O and marshaling cabinet | B1 | 004 | 004 | B1-TCS-1311-X16 | BOX TPC/OPS | B1 |  | DSPW/SUPP.FI | -C4025 | 1- C5XFE-R /ST/ 2 x 2 x 1.0 | LOCAL Base Objects¦Cable¦A30¦Z20¦0502 |  |  |  | -X16 |  | -XD42 |  | 2024-07-20 / Panek, P. |  | @@UU@@C@@AA/gAArKSQpTGMY5zHQc5zIMc6EoQdJzpQk6EKSgClJOBCDoQkAFKAACVJABIAKUBIAAAAClAUgCQKSlKgISlKgIApSVKOkAFJApSlIUACVJQlKgAAAAAAAAAAAAAAAAAAAAAAAAAAAAAAAAAAAAUAAAAAAAFAAAAAAAAAAAAAAAAAAAAAAAAAAAAAAAAAAAAAAAAAAAAAAAAAAAAAAAAAAAAAAAABCw+Lv9ZsE838ifMCe4T1dfn9tP7cn9eI8ZjWOdfT9xR9oeT0dXlnf/P++nz3Gbelh9HPz//z+T76cciiXRuIM80gH/gE7lqmPOBtWi3z8opFegS7DL9fNUsfhIX1tkGmUiUoIaIlAREoJaBJDNCMm8SIWGUVwekAxCQJIqgogl0yZEETSniiiFqF6NlAVzEkJou4tIlFllcTR4LyE7rsSGFIr3QgwoT3p3FYncAkhlKG3duqxN8lUCFd71YgKMsuEBOYEf3DmE5iFkw6RIlEQa4SUcv4ico3QEhIE6ZCT7uUtAmJ68kHfxdr9BIKiNG/VwoX69+WkTZaJaK2AVrrA1CYuOxZfKJBsuxX8l/j4A6hNWb58OUSzFtgarpmzPSJudqM2TmtNFl4T6D2YqOAS4TfspsnnK88usTDIMdHZkbmDaE4Jm9rxz10bXDbIqUo046cAJgA0CVTz5P48AnFAl2MSvH27s975IcECXAU9RrEju+0TMCYbd0TGJx2Cb5Vr5BI8PwEsE94kCf4JpBLgS/b8bTBog9gCViY/d3vrmTExUCuXICXCSEyKTBLZgnjlSJSJWpBVV73vZ9wT4wJQXhOQ/0T4X7DAJBfaQSwSfhASoS4EgTbE1CQJt2EH07YmoE+oDIBqElEeCA5WHc8v2ACqvYA==
20205 | B1-TCS-1301C-C4026 | 1- C5XFE-R /ST/ | 2 x 2 x 1.0 mm² | 30 | B1-TCS-1301C-XD42 | TPS I/O and marshaling cabinet | B1 | 001 | 001 | B1-TCS-1311-X16 | BOX TPC/OPS | B1 |  | DSPW/SUPP.FI | -C4026 | 1- C5XFE-R /ST/ 2 x 2 x 1.0 | LOCAL Base Objects¦Cable¦A30¦Z20¦0502 |  |  |  | -X16 |  | -XD42 |  | 2024-07-20 / Panek, P. |  | @@UU@@C@@AA/gAArKUQpTGMY5jHQcxznOc50oQhCEIShBwIQhKUpQBCUpQcAFAApSQKSpIAAUpIAAAAClAUlKgKQpAFISlSkpUpKlKOpIFKApSlIUACVJQlKgAAAAAAAAAAAAAAAAAAAAAAAAAAAAAAAAAAAAUAAAAAAAFAAAAAAAAAAAAAAAAAAAAAAAAAAAAAAAAAAAAAAAAAAAAAAAAAAAAAAAAAAAAAAAABCweHT1GoT6/5E7QJ6xPt6uf9qf17n9eE8RhWPGvm+go+cPp8vTzTs9P9+jnyGzsSweXyeT//HP6oukTl0ZkGexIB/4BOvhUu2gL+EWw/CKRXoEx4JfnzVLHPIX8W2DelIlKCGiJQERKCW2JIZoRlg+xCAlXI8wBcJAkiqCiCXokyIImlPFFELUL0aqArmJITd4t8SdllUTR0VoTx48CGskV64R1kJ7EyoTeAyuaIofTsZaVqubCVYjfgSyr7rgKM8uABNII/uGkTSQsmHQJEoiDvQko5fOJyjlgJCQJ98hJ8WcxATE2HLpu2vyEiojc3dCFd6vglviasQmIVtArXugcYl3JasuyJBqyXWZbOTQHSJx7Pv4Mwlt2MDs7WWg1UiZ70vhs5NPq3rda8J8B6sNPCJjE3r9Oee4V7kuoS6QaKM0jXv6wnDM03St4LpFCmnRdTaCWgbIktfJ/HxCdqBN/JGIS9i3qMkbdnDDrQJkAq6TSJHFoE2QS7HriYhO7aJ1yrl7wkeD2iWiewSBP8E0AmQEsxe7EX92D9AErEw+vt/LMmJdQK5soJkEkJlUmCYpgnilSJSJWpBVV7Ht7ecT3QJQXhO4f6J7bLS+JBY0glok/jASoTICQJjE7AkCY7SDwYxOME+QDKBxiSiO/3w5WHrc3zACqvvA
20206 | B1-TCS-1301C-C4027 | 1- C5XFE-R /ST/ | 2 x 2 x 1.0 mm² | 30 | B1-TCS-1301C-XD42 | TPS I/O and marshaling cabinet | B1 | 001 | 001 | B1-TCS-1311-X16 | BOX TPC/OPS | B1 |  | DSPW/SUPP.FI | -C4027 | 1- C5XFE-R /ST/ 2 x 2 x 1.0 | LOCAL Base Objects¦Cable¦A30¦Z20¦0502 |  |  |  | -X16 |  | -XD42 |  | 2024-07-20 / Panek, P. |  | @@UU@@C@@AA/gAArNSQpTHMZBjIQcxznMc6EJOdCUoOhB0HAhKEpQpSFIQhIAJAACQKUpIFASBIAAAAClAUkCAKQpAFJQlSkpUpSVKQkAFJApSlIUACVJQlKgAAAAAAAAAAAAAAAAAAAAAAAAAAAAAAAAAAAAUAAAAAAAFAAAAAAAAAAAAAAAAAAAAAAAAAAAAAAAAAAAAAAAAAAAAAAAAAAAAAAAAAAAAAAAABCv+Lk6zpE+3+RO6Ce0T7+vn9l79uH+vEeQwLHlXz/WUfUHL0dXNOv8/79PPcZssr/Ry8v/+WX2UWyKJebIgzyyAf+ATPgUt2QNbALWflF4V8wmK/L9ealY55C+psg25SJSghoiUBESgl2hJDNCMcH3IQEqpHnALRIEkUwUQS9HpmzIIoSnuRRC1C9HTQFUxJCfhZv7olFllUTR06iE7rrUL6RVlCOyhPNOkTcAyE9ch0Zsd4qqktrWT1AQrvV3wKNe/PSAnICP7hyCchCyYdAkSiIOKElHH6BOMccBISBPxkJPe1zEBMTH6m/38v6CRSR29rQhTXVpluCdOETCK2AVLxAfEJbw2LLfEg6bra8dfDunUJBwZvBfyCWW4gN66Z8dAmTi4JV59nu57KxPAeu2jSJiE2+/e2J7RVtS6xL8gwUYpGxq6wl0zitlZu2yKFNu/RWCVgbImWe9d/HhE34EoxYBKsHbxbNemHWgNyBxgUz6jjEje9gmYEtuyiYRPk1RM5Tx8QkfL7xLBPcJAn+CaAS4Erw/DCaueD1gJUJg9ve8cyYltArkxglwkhMakwTDME8krwl4SpSCmn3Pe7WuJ8IEoNQThP9E99dhqiQVt4EsEn84CUiXAkCYhNAkCYrCD5sQnACeMDGBwCSiPD9AcjDsc30gCqvY
20207 | B1-TCS-1301C-C4028 | 1- C5XFE-R /ST/ | 10 x 2 x 1.0 mm² | 30 | B1-TCS-1301C-XD42 | TPS I/O and marshaling cabinet | B1 | 001 | 001 | B1-OPS-1321-SS11-SYS | TPC-FB SPEED |  |  | DSPW/SUPP.FI | -C4028 | 1- C5XFE-R /ST/ 10 x 2 x 1.0 | LOCAL Base Objects¦Cable¦A30¦Z20¦0510 |  |  | B1-OPS-1321-SS11-SYS | -SYS |  | -XD42 |  | 2024-07-20 / Panek, P. |  | @@UU@@C@@AA/uAArXUQpTGOY5zmQc5zmOc6DpOhBwKOhCToUdSFJSkCUIOdClKUBSgKABCgAUpQFAABQFJUBKlIAgCkJSoCkpSBClJQoAEqApSlIUACVJQlKgAAAAAAAAAAAAAAAAAAAAAAAAAAAAAAAAAAAAUAAAAAAAFAAAAAAAAAAAAAAAAAAAAAAAAAAAAAAAAAAAAAAAAAAAAAAAAAAAAAAAAAAAAAAAABCvcuzsOoTn/kT3hPqgT0idnP+1Ho7/9ct/6SFj7XwQ+OVdP2B4fF1807vT/fky4zBlle8Vzw//4Pu++kgifRkQZZpAP/AJ2t9S/hAt268AsjzRaFegSyP05qQI55C9Lcg3pSJSghoiUBESglnEkM0IxwfghAVQT8YBeQgSJlqCmCXkkyIImlFrVKmAKhejqoDLMSQn4m+JK3RbnXANoDy0WWX0NpIqyhVLMhRmnRUJGgDEZCl4aYlTwX25bIopBCa2403wKLJcACawR/cNYmslJYIdIkEoOOEkRr/ITWOKAkJAnlkJP3chhAmJ0ue9rz/mh55VRo3tKHwdu3q0HAhXjExitYFQ+/sA4hMPHWMu4JB59u3jw12as17b4+sThDP3XR7ePdEv5O0BszTMVCG5uaO/3q7Ny7cQ3XHPgEsE3qeK1luaLkdgk5Bpq372Cgy03xPcnx/rgJ7WbVjnShEXdNeHTVMEvAaEMmeP4+QTbuSE5L2ESvDubtvVDtQJiA2+s5BI4fQJnBL1mYTAJruib5a5NgkfL6xLonqEgT/BO2CYgS5h9mEr0QdQCVCYPT3fnmTEv0CuTGCYhJCY1JgmGYJ9EqRKRKlILVr1Pez7YnsgSgtiaT/RPXculYkFxpBLok/mAS0JiBIEsE+MSBLLpBy2CdwE+IDGBsElEfDxBsYcvN9aoqr7QA==
20208 | B1-TCS-1301C-C4029 | 1- C5XFE-R /ST/ | 10 x 2 x 1.0 mm² | 30 | B1-TCS-1301C-XD42 | TPS I/O and marshaling cabinet | B1 | 002 | 002 | B1-TCS-1311-X23 | BOX TPC/OPS | B1 |  | DSPW/SUPP.FI | -C4029 | 1- C5XFE-R /ST/ 10 x 2 x 1.0 | LOCAL Base Objects¦Cable¦A30¦Z20¦0510 |  |  |  | -X23 |  | -XD42 |  | 2024-07-20 / Panek, P. |  | @@UU@@C@@AA/iAArQUQpTGMc5jHQc5znMdB0HQlKEHQk6QHOdSUIUlKEIQgCQKUBQFJUBIAKUBIAAAAClKUoCkqSlKlJShSlJSpSVKQpIFKApSlIUACVJQlKgAAAAAAAAAAAAAAAAAAAAAAAAAAAAAAAAAAAAUAAAAAAAFAAAAAAAAAAAAAAAAAAAAAAAAAAAAAAAAAAAAAAAAAAAAAAAAAAAAAAAAAAAAAAAABCv93l6TnE8P8ib4J6RPt6fF+1P68P9d3B3iFj6H5oeaRR8ofT5OjwTr/H+/L4rTqbcr/k79n//P36CiCcvHkQZ5pAP/AJnwKX+oBewC1n4RSK+MTFfl+f1VAR4ZC+dsg3pSJSghoiUBESgl1RJDNCMkH1kQsNyCfMAYBIEmVQUwS8smRBE0p1RRAFQv2c9AXJiSE5tegSddNc0akJYsWwheSKtoIyoTzTqE3gLTIUO919vJ5rsYm9dijXMRpgS9eg+7GBRmqnSuoBOUEf3DlE5SUlgh0iRKIg44SUcn3icg7MBISBPNISfY2m0CYnnbb+7+QkU9aJdbRpQ7e3d9uRqE57RLRWwC4OsDtCYOKwZcAkHPkwV5a8vF0Cag7Lub+DKJew2gbmSZfoE2bMfBR6ODPXQJ7x6L9GkTGJn7dOWe5cwy6RL8g0UZpG1e2BNU+PXhJ3tOGRQpowUWAlgG6JKzH/HwCdiBMW7hEu4d7H1a9MOxAloFPQcgka+uJtgl/HmEwicNgmcq4+ISO56xLBPUJAn+CaAS0ErxezEXs8H6AJcEw+nf+OZMTBQK7OQEtEkJkUmCYpgnelSJSJcUgqq9Tv7mUT2QJQXRO0f6J667C8JBW0glgk/hASoS0EgTGJ7okCY7CDuYxOyCfEBkA9wSUR7/CHIw7Xg+RAVV9o=
20209 | B1-TCS-1301C-C4030 | 1- C5XFE-R /ST/ | 2 x 2 x 1.0 mm² | 30 | B1-TCS-1301C-XD41 | TPS I/O and marshaling cabinet | B1 | 005 | 005 | B1-TCS-1321-X92 | BOX OF VMS | B1 |  | DSPW/SUPP.FI | -C4030 | 1- C5XFE-R /ST/ 2 x 2 x 1.0 | LOCAL Base Objects¦Cable¦A30¦Z20¦0502 |  |  |  | -X92 |  | -XD41 |  | 2024-06-17 / Panek, P. |  | @@UU@@C@@AA/eAArLSQpjGMZBzHOZCDHOc6EIOA5zpQhKDoQhKEJAlCUpQhJwASBIEpSlSgAUpSgAABQFKAlQEKUpAFISgAAIUpKlIOoAFKApSlIUACVJQlKgAAAAAAAAAAAAAAAAAAAAAAAAAAAAAAAAAAAAUAAAAAAAFAAAAAAAAAAAAAAAAAAAAAAAAAAAAAAAAAAAAAAAAAAAAAAAAAAAAAAAAAAAAAAAABCs+Lk7DSJ938idHeBPaJ9PZzftR+vh/r4z5y1Y+t+aHol6qPqDl9cX+uv2f3082EyY5WeuOX//VyzT2SJ5c+FBmxyAf+ATa1VLMgF68LcPxigV5xLY6vtoWOZkL+Tcg2pSJSghniUBESglkEkMyEYIfvQhqg6ACwSBKJimCiCXTJkQQkzDE9O/FELULz6ZwkJAm+7YkqqqImrhpXSTzFttiF1J1lGuEZkJtmb8/AagmbuAYjYKnq71FrdJUIhTV02gT4pb4CaAR/cNAmghZMO8JEoiDxwko0fgJoHBASEgT2SEm4cVoEwml6rMmYSKJ4l291CejHv5xP01hNYVuAVDxgeASzPe4LBn4RIN7Bbd4MV29xdYm6GjVMnkt2RLL+ICyRi8s4mxl4dji5MeO7cEp8vijUo3RMAm3ooJsdyq9LsEskGGfYzl2sTe2auOVePevzbuBTPbReBLwGYTLi/jzCcECYdsuWiRb48ObLFfdhsgTCBT1nIJHDuCZQTVwYxLRPDWJuFPH4hI8/vErE9wkCf4JuAmAEuW/C0u7UGkBKhNb29/5JiYTVnFcWEEwCSEwqTAlswJ8sqBKBKlIKafc8WXXE+ECTmoJnP9E99ysuiQXGgErEm9ICUiYASBL4nkEgS/WQei+J3wT0AYQOISUR5+MTX+z6FUVXtA
20210 | B1-TCS-1301C-C4031 | 1- C5XFE-R /ST/ | 2 x 2 x 1.0 mm² | 30 | B1-TCS-1301C-XD41 | TPS I/O and marshaling cabinet | B1 | 001 | 001 | B1-TCS-1321-X92 | BOX OF VMS | B1 |  | DSPW/SUPP.FI | -C4031 | 1- C5XFE-R /ST/ 2 x 2 x 1.0 | LOCAL Base Objects¦Cable¦A30¦Z20¦0502 |  |  |  | -X92 |  | -XD41 |  | 2024-06-17 / Panek, P. |  | @@UU@@C@@AA/eAArOSQpTGOZBjHOc6THOdJ0HQhCUoQlCEnScCEnAlCUHShJwAUpIFJUpSgAUpSgAABQFJApSlJUpAFISgAAIUpKlJOoAFKApSlIUACVJQlKgAAAAAAAAAAAAAAAAAAAAAAAAAAAAAAAAAAAAUAAAAAAAFAAAAAAAAAAAAAAAAAAAAAAAAAAAAAAAAAAAAAAAAAAAAAAAAAAAAAAAAAAAAAAAABCv/DydRrE+7+ROfQCeoT6Orl/an9eP+viPmLVj6n5YeeX00+UPs88Yemz0f30cuM3NqV/z+WX/y+vzSvyJS5saDPakA/8Am9gUv7gF2+LWfjFIrzCWx6ftpWOWSv5NcG9KRKUENESgIiUEtwSQzQjFD96ENUHOAXxIEkXIKIJdEmRBE2Iiq5nimFnULza6QrmJITO2dsSd1bt2qJ0BUuxrKbbbqF5NhCUZAjtITyz4ioTs/nvgZDZKn06KbW6SpBC5V0WgUZJZwE1Aj+4ahNRCyYe6JEoiDxQko1fgJqHFASEgT0SEn3uxaBMTW3tzbEigjtZkKMufgE/TAJgFdgCodIHEJe4OG8M+8JBmw67btWOy7xVdIncDVPbrJe5bsiX8OMDBIq8dAmTx7Om5xX+OysTar0xppzCYhN7VSTy11bsuoS/IJ5eAsrE7u1yRXm68s1qncwU2AlgG6Jnxfx7wnDAmHfK7RItw0beqK+GG9AmICrpOQSNHbE2wTBhyiWicdgm8XPDpEjyewSwT1iQJ/gm+CYgSu322l3dg1gJUJ1/Vo+OZMTBQK9jGCYhJCY1JglswT5JUiUiVKQXLnrdHZyCe2BKDYE8B/onsrsLokFbSCWCT+ABLgmIEgTCJ4hIEw2EHv4RO+Ce6BjA74kojySDwsOTzfOqiq9Y=
20211 | B1-TCS-1301C-C4032 | 1- C5XFE-R /ST/ | 5 x 2 x 1.0 mm² | 30 | B1-TCS-1301C-XD41 | TPS I/O and marshaling cabinet | B1 | 001 | 001 | B1-TCS-1321-X92 | BOX OF VMS | B1 |  | DSPW/SUPP.FI | -C4032 | 1- C5XFE-R /ST/ 5 x 2 x 1.0 | LOCAL Base Objects¦Cable¦A30¦Z20¦0505 |  |  |  | -X92 |  | -XD41 |  | 2024-06-17 / Panek, P. |  | @@UU@@C@@AA/eAArLSQpjGMc5jHOc5zHMc6EoQk6EASdKTgQdKUJUhKkoShB1IABSQKUlCQAUpSgAAAClJApSlKSpAFISgAAIUpKgIQhQFKApSlIUACVJQlKgAAAAAAAAAAAAAAAAAAAAAAAAAAAAAAAAAAAAUAAAAAAAFAAAAAAAAAAAAAAAAAAAAAAAAAAAAAAAAAAAAAAAAAAAAAAAAAAAAAAAAAAAAAAAABCwcW/1nQJ9/8icvgBPWJ9PXx/tR+vi/rzfJ85jWPrZoeWX1UecPt9MY+qv1f3zceQzbEsHpyef/4+z7p4MM8cmVBmokA/8AnbwqYMwF7CLUflFAryCWRz+ihY45C/m1QduUiUoIZ4lAREoJZhJDMhFsP4IQ3IOUAwCQJIpgnglzSZEETJcp0xRC3BeTonaYmEgTS5xJXayiqU4Ur0Eyz2WYEL6XSUAawRtITa813wl0TZzgWmsXHn3OemtvEqQQuXeawCe2WkBNQI/uGoTUQsmHbEiURBwQko1fiJqG2AkJAnqkJNuZbAJhOhv5tcSJyNrQh3qNjToE6cQmIVqAuDvAeETBo798ZsG4JI27bL2Su9u9Qmg4IO1iOHF2RL/TjygSwzEjd+GgTXx4KrfH+m9fv1ia/k34xU7YmQTP8FBN2qrm1LrEwyCbY0FdQmnNwRVt4paLFNnDRWCVgZhO9b/HxCbkCY+4VWCRZjz8Nmze78OGA4YHKBV1GoSPe7omyCWZcImMTx1idwp4N8SPj9olYnsEgT/BNAJaCVWe6wvZ4OkBLgmL17vyzEwmGcVy5AS0SQmRSYEsmBPmlQJQJcUgpp9ju7OsJ7oEnLom8f6J7aqy8JBU0AlYk3mASkS0EgTGJ5BIEx1kHFjE98E4gMgHiElEeXyhqYez6PoVRVewA==
20212 | B1-TCS-1301C-C4033 | 1- C5XFE-R /ST/ | 10 x 2 x 1.0 mm² | 30 | B1-TCS-1301C-XD41 | TPS I/O and marshaling cabinet | B1 | 005 | 005 | B1-GEM-13001-CB01-SYS | PD monitoring |  |  | DSPW/SUPP.FI | -C4033 | 1- C5XFE-R /ST/ 10 x 2 x 1.0 | LOCAL Base Objects¦Cable¦A30¦Z20¦0510 |  |  | B1-GEM-13001-CB01-SYS | -SYS |  | -XD41 |  | 2024-06-20 / Panek, P. |  | @@UU@@C@@AA/yAArWSQpjGMYxzmOg5zHOc5zoQhCDpQk6EoScCEKUdClKUc4FASoCgKUpAAKApIAAABSlJABSlKShQFISBIEJSpKkpQAAEqApSlIUACVKQlKgAAAAAAAAAAAAAAAAAAAAAAAAAAAAAAAAAAAAUAAAAAAAFAAAAAAAAAAAAAAAAAAAAAAAAAAAAAAAAAAAAAAAAAAAAAAAAAAAAAAAAAAAAAAAABC2ubX2HUJz/wJyAnrE7Of9Z/Vy+H+ea/4CFidfHz2UfWH3dHX4prvn/rp/HGZM0trx/Zk//w/b99GCRE/RlQZVyAf+ATb8vCJgzgV7VosjzRQK9AmKPR4qAIxyF87cg6ZSJSgnkxEoCIlBLOJvTLOhGSH8kIa4PIAX0IEiRTBPBLzSZEETBKeOOUoApF6OqcLswkhPI3hJV3KLk7jipbCem22SF5KhMgRUudCjNPUJwAWmMnZcc+D9MDcJ6gQrr6cAE9+XEAmwEf2DYJsJSWCHQJBKDkhJEbPKJsHFASEgT85CTacAEhPQ2bu/uIemamM+gTPT3dCFd8S+K1gaKl94C4Je1cCy7wkGrF6bbvDls93T1iW69IT/Fb7/f+PeEwZNsDfq3JzLXShu7mbFwXPc5Z7LiHfL0Vyn7wmMTRTsq3a+4XI7BL0gmvUaNzbLL4mnGYovZuLHNiE4cM90Eugb6Hb05P3+QTNxyEx2iWW4d3er0w3oExgZdfWaxI5PUJvgmDFvCYRPgsE4SnX8IkfL7BLon+CQJ/YnECYgS5b7bSzuQ9QCVCYPXq9v0zlVAmCkVy5ATGJITIpMCYZgTwSoEigSpSCmnsCblz5hLYEoK8MCcR/olz2WXiYSC60Algk3MAlImQEgS9iE5RIEw2EHz4hNQJ9AGQDUJKI+ZNbDm/D6kFVXtA==
20213 | B1-TCS-1301C-C4034 | 1- C5XFE-R /ST/ | 5 x 2 x 1.0 mm² | 30 | B1-TCS-1301C-XD32 | TPS I/O and marshaling cabinet | B1 | 002 | 002 | B1-VSD-13701-PLC01-MCC | MODULE SSTG |  |  | DSPW/SUPP.FI | -C4034 | 1- C5XFE-R /ST/ 5 x 2 x 1.0 | LOCAL Base Objects¦Cable¦A30¦Z20¦0505 |  |  | B1-VSD-13701-PLC01-MCC | -MCC |  | -XD32 |  | 2024-07-21 / Panek, P. |  | @@UU@@C@@AA/uAArYUQpjGMYxjIOc5jnMZCEnOpCUAOlCDpSgCVIQpCUqSg6kpUACkqUBIFIUBQAAAkAAKAhKlKUlSlJQBIEqSpKkpSBQFKApSlIUACVJQlKgAAAAAAAAAAAAAAAAAAAAAAAAAAAAAAAAAAAAUAAAAAAAFAAAAAAAAAAAAAAAAAAAAAAAAAAAAAAAAAAAAAAAAAAAAAAAAAAAAAAAAAAAAAAAABCx97j6D0ieH+RPeE78CeoTo8P7T/r2P673J9BlWOV++Hml4KPpDN4uf7ZrfN/fktwPw0Sx83Ly//4Pq+yiC4n5tpBltyAf+ATd6qG5GWQFWLKLI8sUCviEvjz/dQsbMhfM2QeSUiUoIZ4lAREoJbgmHNONCEbMOdCGyDxgFyECRIpgnglb6fLOzkEUBKmOCUoWsXx1zhnqxUCTicBvCStntmCgComvyTIbCUoSjOEZC9CfRPOtlYmkC4wKXbOvXTW2EqUH84UmK7M9wFFmoBNYI/uGsTWQsmHKJBKDjhlBEa/xE1jhASEgT8pCTb+RbomE87i2/dzoeiVMdOfqIaZb0kKsgmQVqApHVxAbhwCY+GYZS3xJFXbvumws4ecS/j1Bv8XbuziYsuAF8jX8U6HFommu0ac2Ku2pDiO5NG7X2p+sJeJu46tOTTXHQJdINW7fgYYsgmbPn2pSxasJYCaP0p3r8WOyQJjA6u4hRX1s/8fGJs6JCY678BMktNW/DsQFpA3gdLnO0JHXzibYJjzZhLhOxaJ1Cn4OyJHd9glonrEgT/BNQJeCWZfblNjcg9ACVCXer3+SYmEyTiuzgCXiSEwUmBMswJ88qBKBKlIKafW8PT2hPbAk5WJ2T/RPZZabAkFjQCWiTfKAlIl4JAmYTuCQJmtIPkzCcIJyAYAaxJRHd+YPhYel9ffVFVfc
20214 | B1-TCS-1301C-C4035 | 1- C5XFE-R /ST/ | 5 x 2 x 1.0 mm² | 30 | B1-TCS-1301C-XD51 | TPS I/O and marshaling cabinet | B1 | 002 | 002 | B1-FP-47001-SYS | FIRE DETECTION SYSTEM |  |  | DSPW/SUPP.FI | -C4035 | 1- C5XFE-R /ST/ 5 x 2 x 1.0 | LOCAL Base Objects¦Cable¦A30¦Z20¦0505 |  |  | B1-FP-47001-SYS | -SYS |  | -XD51 |  | 2024-07-21 / Panek, P. |  | @@UU@@C@@AA/0AArVSQpjGMcxjHQY5jmOc6EHQhCToQpSEIQhSEqApCUoOhCUqABQFKApKgAUpSlAAACgKSBIEgQlIEpQoCVJUBKkpQpIFKApSlIUACVJQlKgAAAAAAAAAAAAAAAAAAAAAAAAAAAAAAAAAAAAUAAAAAAAFAAAAAAAAAAAAAAAAAAAAAAAAAAAAAAAAAAAAAAAAAAAAAAAAAAAAAAAAAAAAAAAABCt7vJ1H29Anh/kT4RPBAnrE6vD+0/69r+vo+n7C9Y7/jiIeeWpR94Zr+nmms8/9/j4sxbnlbz5O9//e7/goguJ/JqoMtiQD/wCa+4J+WPQBbeLYURQK+MTJHo5qFjxSF87XB5ZSJSg8kmiJoCIlBLbEksyEZYdhCGqD8ADEhAkSKYJ4JeaTIgiYJT8MShaRefonCSFkhNq2NwSaumuYKAJY8GFCxKRNUIm0IRnsnruKxNtC4mXIUvDss1NTYSpBCerW3sYFGHdATSCP7hpE0kLJhuEglBHHJJRp8omkcsBISBPNISbfxLdEwn5t5br+hD0ypjRoQo3fTuIVcuMTGK1gVJxgbT8QmLs8M6TSEgycmW4vw0T5sPFX2OkTBvBw9y7OJbdPZlA480x0Toa1fqwTeq+rbqQ7LtGpHazX8dfAJmE9+rt119era6hNfJMF/va+yalwnBq6HFj1s+LY3taakTBf3KLUS0DZQ18dduf+PlEz9iQm5VGQS3JonLat+HUgK4HMBrdJyiR8G8JoBLr9kS8TjsE3Snk0iR83tEsE9gkCf4JtgmQErx+7GYduD9AEwCXevi+qYmExTiubKCZBJCZVJgTHMCfXKgSgTApBTT7Hi6+qJ7oEnKhN8/0T212GESCtoBLBJu6AlImQEgS8TtiQJfYQfPeJwAnxgZQOUSUR8kByMOrzfcIqq9Y
20215 | B1-TCS-1301C-C4036 | 1- C5XFE-R /ST/ | 5 x 2 x 1.0 mm² | 30 | B1-TCS-1301C-XD51 | TPS I/O and marshaling cabinet | B1 | 001 | 001 | B1-FP-47001-SYS | FIRE DETECTION SYSTEM |  |  | DSPW/SUPP.FI | -C4036 | 1- C5XFE-R /ST/ 5 x 2 x 1.0 | LOCAL Base Objects¦Cable¦A30¦Z20¦0505 |  |  | B1-FP-47001-SYS | -SYS |  | -XD51 |  | 2024-07-21 / Panek, P. |  | @@UU@@C@@AA/0AArVUQpTGMc5jHOdBjGQc6EHQBB0JOlKEJSlKEqApCEoSdCkgAoCgJApKgAQoClAABQAKUpQEpUhQEoQoCkqSBKkpQAAEqApSlIUACVJQlKgAAAAAAAAAAAAAAAAAAAAAAAAAAAAAAAAAAAAUAAAAAAAFAAAAAAAAAAAAAAAAAAAAAAAAAAAAAAAAAAAAAAAAAAAAAAAAAAAAAAAAAAAAAAAABCyeLV1H1dAnL/InwieOBPYJ1cv7Uevvf18/J9Jesfe+WHnljp+wM1/T+E7PR/fm/HMZM8snP92X//tn44g1ifNmQZbUgH/gEz9gTz26AMdwthTFIr5RL49PkpWOWQvoa4PzlIlKDmk0xOAiJQS6wklmhGWHmQhwwfkAayECRIqgogl+hJkQRMJUb8ShahefooCSEWQhpsjdEnXVXMKQNad0saGJKhNgI3EKM9lFdGETSBaX68Rgd/bKFoqrcRLACFGHZtAow/rvAJqBH9w1CaiFkw2iQSgjvySUavMJqHLASEgTzyEn2rVuiYnpce1eh6pUxxaNxCqe96t1CvjuEuFbAKx4gOsfEJbw79AzkJBbqy2l+KmjNi4K+70iYOy78eC3OJktosygcWaZ0fJShn1cEuxt7uxZhQ4TrmSO9PJKrtibAm7g46tvrdeuOoTaumF27uaDHaJs5qs2ktvpybXZ2J0iVXaKciJkA0oZ7q+5n/j5RM/dkJgvEx36MeDtw4oDerkOYDZo6TUJG/6xNwEtv2xLxOLEJvFWrviR4fcJYJ7RIE/wTSCa4JXd77jFpg6AEwCW+zg5JkxNagVzZQTXEkJlUmCXTBPolSJSJgUgqq9rw6NgT3wJQYRO0f6J7q7DEJBW0glgk/EAlQmuCQJeJ8YkCX2EHzXidwE5AMoHGJKI8PgDjYdnyfWIqq/AA==
F1: 20216; F2: B1-TCS-1301C-C4037; F3: 1- C5XFE-R /ST/; F4: 5 x 2 x 1.0 mm²; F5: 30; F6: B1-TCS-1301C-XD51; F7: TPS I/O and marshaling cabinet; F8: B1; F9: 001; F10: 001; F15: DSPW/SUPP.FI; F16: -C4037; F17: 1- C5XFE-R /ST/ 5 x 2 x 1.0; F18: LOCAL Base Objects¦Cable¦A30¦Z20¦0505; F24: -XD51; F26: 2024-07-21 / Panek, P. | @@UU@@C@@AA8YAApOUQpjGMY5jmOcxjmMc6UpQlCEoQBCEJQk6kIUhClJOkClKQpIFAUlSlKUoAAAAoCgAUpKkqUhSlIQoCAJSpSkoSAAEqApSlJSACVJQlKgAAAAAAAAAAAAAAAAAAAAAAAAAAAAAAAAAAAAUAAAAAAAFAAAAAAAAAAAAAAAAAAAAAAAAAAAAAAAAAAAAAAAAAAAAAAAAAAAAAAAAAAAAAAAABCy/H3Ok8gnJ/Qm+IehDp5P3n8vF/fe+X6C5frfxh5pTfUn28v3Sxfp5+fk8+d60ZObv9///sl4J4LTlzqlOtIU/5UNrcEt1wMlwtZ4ooRfyEvjx/fQsfhIX9WuDnlIlKCGeJQERKCXYEkMyEYQ8qENUH5gGVCEJFME8EvDJkQRMFHsxPC0i83knCSEY4Q39xCWKjFMFAFk112RCxKhNAT1TbCFPVmnrpQlsgXFWBU6euaCqFxlhNSg9mEMWPbzAT127qoalB/hNSGohZMGZCCUHbhJRq5xNSaISQkIeGRKFm3rgM0yGj9nLf40IojX20J93FtodFolqLiAqH2wNg4EMvDMMtIkHu33V4V+15kMN7cD3suhDHbeBfI6JkM+eXDpyHDioQ4D3zi4+KnsoYCbXcq62zVHShbINrW3CuxDtWdfC/sE2TdvlUJt3T2CFgGyhvZ/5+BDTCGFolduvTvQ1wJcBf5jUJGnyiayhku6glqHuY0Nkp1dtCPh9QmND0oQJ/iG0CYCFeb15izYg6FQqQu9G/80xMhbOi6M4JghITOpMIZplD55UCUIVKQU0+l39jqCeuEJzEhxH+oeqvGWIQVtAhjQm7yoUiYCEIXid1CBL8ZB8V6HAIcYGcDuoSiOP5A1MPV8H0goCvsA
20217 | B1-TCS-1301C-C4040 | Cu | 2 x 2.5 mm² | 100 | B1-TCS-1301C-XD34 | TPS I/O and marshaling cabinet | B1 | 005 | 005 | B1-XV-13653 X42 | EADSV DRAIN G2 |  |  | DSPW/SUPP.FI | -C4040 | Cu 2 x 2.5 | LOCAL Base Objects¦Cable¦A30¦Z21¦1502 |  |  | B1-XV-13653 X42 | X42 |  | -XD34 |  | 2024-06-19 / Panek, P. |  | @@UU@@C@@AA/gAArQUQpjGMY5zHSc5zHMY5zoQBCUHSpR0nUhSUnShSEKQg6lKSACVAUBKkgUoCgAABQAAUpSEoApClKUlIEpSlIEKQBQFKApSlIUACVJQlKgAAAAAAAAAAAAAAAAAAAAAAAAAAAAAAAAAAAAUAAAAAAAFAAAAAAAAAAAAAAAAAAAAAAAAAAAAAAAAAAAAAAAAAAAAAAAAAAAAAAAAAAAAAAAABCw9/u9X39AnJzfyJ3AT0idXN+0/68P9eD6TwLH2vkh8cuSj6w5bumX3ejB/fmrtMeeWHxRyf/9nh5aIwxHh/LMg1YZAP/AJ2NKGqLN0DFiFrr9EqRX8RLo5515r34EyvOzQeSUiUoIcsSgIiUEtAkhmQjDCVIRVB4wDChAkSKYJ4JeaTIgjrFQUMMUlELULHi6JwyzIUxNghDiD3BJXvPTvzThStttaHWSCjOkOhCFm25U54Emy+2BkMpVPB29quqVjfJqUGeFL3ZrxgT4KdQCbAR/cNgmwhZMOkSCUEccklGzyibEuhJCQJ55CTb2MCyYTneP4Lcejd/ND4pX40e6hq9+rtbyF+4S4VvgUjxAcAmHh0jrmskJI6LpY69qvX0iX9va1+8nx0ZxMFmK4C6RwTIZsGurf36eC/JCuvTmi2neEyCaOGjP+lW71CY5Jo29JXbhE7XFey16sksgnXzVURWCVgbqG5d/HeEnLO3MJbejalkEwZLDNLcr1Q44EuAzdJ8Ikb2sTcBMV22JiE4qxOwU7OMSPk9YlYnqEgT/BOyCWgl+z2WGDTB0AJUJj9Ov55iYTFOK5bgS0SQlykwJZMCfRKgSgSpSCmn1Pc6+YT2QJOXhOA/0T136zAJBfaASsSb5gEpEtBIEyCd0SBMlZHfyCcAJ8oFwG+JKI73CJm5fqAFVfaA=
20218 | B1-TCS-1301C-C4060 | FR-CVV-AMS-I/C | 8 x 2 x 1 mm² | 100 | B1-TCS-1301C-XD32 | TPS I/O and marshaling cabinet | B1 | 003 | 003 | B1-GE-13001-EH01-MCC | GENERATOR HEATERS |  |  | CLIENT | -C4060 | FR-CVV-AMS-I/C 8 x 2 x 1 | LOCAL Base Objects¦Cable¦A30¦Z20¦0524 |  |  | B1-GE-13001-EH01-MCC | -MCC |  | -XD32 |  | 2024-06-19 / Panek, P. |  | @@UU@@C@@AA/oAArRSQpTFMcxzHQY5znOZCEnQhCEIQlCUJSlKEJSlKEKOpKkgAoClKABKgKUBQAAAoAAKApKkASlCgJUlKAKUBSUoSAAEqApSlIUACVJQlKgAAAAAAAAAAAAAAAAAAAAAAAAAAAAAAAAAAAAUAAAAAAAFAAAAAAAAAAAAAAAAAAAAAAAAAAAAAAAAAAAAAAAAAAAAAAAAAAAAAAAAAAAAAAAABCu8Xg6T1ieTy/yJ3AT2idPL+1Xs4v68X2P0rH3vND6JeOn3Byefol5f1xf3r25zX0Su/SLP/3PHyUgoVea9BlokA/8Am5q5BMewBZdcLIqFfxE5omv4UrJq52cHnlIlKDySYiUBESglsCc01qQjPA8qFkj8gDGhAkSK4KoJYbKqmogjEE2HsSqwREQtgscvrvoExIuhDzBuiStpZMKDbmySQxJSh6UltIUyTwCc5G6BkNUoD2qsYWYYnQEK/RZjAq1t8BNII/uGkTSQsmHeEiUMfFJJRp5hNKXwkhIE/OQk+zjXHExMnpKo4OLJt7XqQ8EreCRudhDB26V2dvtIW3iXiuICseMDvCYe/i3h7glRz3+qu+M2pVi4c+vPB0Cd67Y2e7tueCNgTIYOqB1ZGaaGi/a8N3Fr5qW4UN7DYUikb4mUTd61ets2XdIkJdqULRLr9vJLLLeyzx5BNXDt4gTFMDQh12/+PlEqL+vMTKJbqGanyQ2wJjAv6DjEjf9gl4JqY9kTQJ37RNsr4+ISPm94lonuEgT/BN0EzgmHL8Mpi3IOcBMAmT28H1TJiY6hXVvBM4khL1JgmWYJ9cqCUEwKQV1+54drWE+ECVFgnCf6J78NpiEgwtAS0Sf0AJWJnBIEzCaRIEzWkHz5hNIJ8YF4HdElEeHSJrcn2giqvUA
20219 | B1-TCS-1301C-C4061 | FR-CVV-AMS-I/C | 8 x 2 x 1 mm² | 100 | B1-TCS-1301C-XD32 | TPS I/O and marshaling cabinet | B1 | 003 | 003 | B1-SKD-13101-P01A-MCC | MOTOR CONTROL OIL PUMP 1 |  |  | CLIENT | -C4061 | FR-CVV-AMS-I/C 8 x 2 x 1 | LOCAL Base Objects¦Cable¦A30¦Z20¦0524 |  |  | B1-SKD-13101-P01A-MCC | -MCC |  | -XD32 |  | 2024-06-19 / Panek, P. |  | @@UU@@C@@AA/4AArdUQhjGMdBzHOc5jGOc6AJQo6EnQlCTqSgCkJUhCVIQlClKABKQASBQFKUoAEgABQAAAoCUoSpSFAShKVJSBQFJQAAEqApSlIUACVJQlKgAAAAAAAAAAAAAAAAAAAAAAAAAAAAAAAAAAAAUAAAAAAAFAAAAAAAAAAAAAAAAAAAAAAAAAAAAAAAAAAAAAAAAAAAAAAAAAAAAAAAAAAAAAAAABCyfTydXijl6BPw/kTxnACewTq5v2p9fF/X1eF+tY8T54fNPjq+8PJ5umeb9MX96bMxq605PTTy//PLRMGI8vPnQautID/wCauyhpi2QMGO0WSkV8onoihfJVKuZmC2ZJmCH8YmAiJgnaEqoHfqQm+B5kKpOcAyIQJElcFME+iWSCKA7RdMV1RELgFiv8ujRWFAkY4E5w3BJsXHXZSFY5s2VDGkVXpGlCjFRWJ6jCagLTQVg72CrKGEmoELMHnw5QKtE9kBO6CP7h3RO6QssO6JEw8UMwRHH+YnGmeEkSBPTIlHaz3AUCW/q5Nva+dDknBGHdQ00169etDDcJcK2AYBy8IHbExfJuDjEoPVnts2LI6ROPg3viSejJoEsLqrbwN+iKaTg6KqbcCGzVVfktwcOrHYhsY/opumuicusTMJt7GCjZJ6+HTp6hJ7FCdesvsU129yNFe7fRaJtz8O1iBLMQGpDHr0Vfx3hKy/RQJkvEx2mmv5occCXAXXdJxCRvesTOCZLtIl4ncsE1FfF8okd/3CWCe0SBP8E7AJmBMN3vuMW5B0AJgEt9nb+ygoEy0iujOCZhJEzqUAl1AJ9s1CVCYFIK6/a7+3sie+BKTYE4T/RPdhsMQkGFqBLBKPAAlYmYEgS8TwiQJfYQeC8TkBO8BnA4BJiO/IfGw7PL9wKqr8AA==
20220 | B1-TCS-1301C-C4062 | FR-CVV-AMS-I/C | 8 x 2 x 1 mm² | 100 | B1-TCS-1301C-XD32 | TPS I/O and marshaling cabinet | B1 | 003 | 003 | B1-SKD-13101-P01B-MCC | MOTOR CONTROL OIL PUMP 2 |  |  | CLIENT | -C4062 | FR-CVV-AMS-I/C 8 x 2 x 1 | LOCAL Base Objects¦Cable¦A30¦Z20¦0524 |  |  | B1-SKD-13101-P01B-MCC | -MCC |  | -XD32 |  | 2024-06-19 / Panek, P. |  | @@UU@@C@@AA/4AArcUQpTGMY5zHMcyDHOc6EJUk6EJQhCDgQkCUoSpCkpQhClKABKgIABQEqUoAEgABQAAAoCUISpSFKAhKFJSBQFIQBQFJApSlIUACVJQlKgAAAAAAAAAAAAAAAAAAAAAAAAAAAAAAAAAAAAUAAAAAAAFAAAAAAAAAAAAAAAAAAAAAAAAAAAAAAAAAAAAAAAAAAAAAAAAAAAAAAAAAAAAAAAABCx/Rxdh5uXqE+7+ROQ+IE9gnZzeuj9vF/Xk8r9Kx5noh9EuSn7Q8/o65c354v70WZTU1pY/VRL/9rk89MFpZz5kGuqQD/wCbG2h241JAV23CyKBX8RPTE15abZq5WcHRKRKUEP3xKAiJQS+ESmY96lCVcDzIUyOcAxoQJEiqCiCXpkyIImG7FNERC1CxT+HVnqCYkKc4aBJWGqU3WUhWNK5ctyFqRVkSNCE651CdJ3ALTOUg2ndpruDCTqBCvow3AUZ9wBOEEf3DhE4SFkw7YkSh8UMoIjg/ITgTLCSEgT1SEnu3ASE1P0dXHGv2tf5UOKeGKNtDBRVp06UMN4l4rYBWN2+BvCYsng2RxiUHTffiw4o6xODW3ExZhMBdjvAlI3umdtKGavJ4Ku7357Fu/Yhg/X5qNqrJRgponbpEzCbOfBPtGGe1ZdsdgktyaV7NZmxKab9aNarTlneJolr2AmGwDXQxdvPT/HjEqL88xLbxLbjFor+SHHAl4Gpf1nhEjd9YmcEuyaBMom/iE7hV4fjEj5/cJYJ7RIE/wTZBMoJhv995i2oOoBKxNT2b31TJiXUCufMCZRJCZlJgl8wT65UiUiVqQVVe172vqie+BKDAJvn+ie7DYYhIMLSCWCT4wEqEygkCZBPKJAmSwg48gnECeQDMBviSiPHxh32HW5fsBVVfgA
20221 | B1-TCS-1301C-C4063 | FR-CVV-AMS-I/C | 8 x 2 x 1 mm² | 100 | B1-TCS-1301C-XD32 | TPS I/O and marshaling cabinet | B1 | 003 | 003 | B1-SKD-13101-P03-MCC | MOTOR WATR.SEPARATION |  |  | CLIENT | -C4063 | FR-CVV-AMS-I/C 8 x 2 x 1 | LOCAL Base Objects¦Cable¦A30¦Z20¦0524 |  |  | B1-SKD-13101-P03-MCC | -MCC |  | -XD32 |  | 2024-06-19 / Panek, P. |  | @@UU@@C@@AA/wAArYUQpjGMZBjHOY5znMc5znUk6EHUdJ0qQlSEJUlKEKOpAAKUBKgJABKgJUBQFAAoAFKApIEAAlKVKShSFJUBKlISAAEqApSlIUACVJQlKgAAAAAAAAAAAAAAAAAAAAAAAAAAAAAAAAAAAAUAAAAAAAFAAAAAAAAAAAAAAAAAAAAAAAAAAAAAAAAAAAAAAAAAAAAAAAAAAAAAAAAAAAAAAAABCt7/J1HoE8X8icIJ6hOr7/H+1Hp4v67/0vzrH3PPD+MvDR9ocvN0y8Xnvf3lsuK88r/5/Zq/+PDyzwWkvwyINOiQD/wCauuhpjDICq/hFlkigV8gnPEy8tMlcjKDmlIlKCHHEoCIlBLrCUTDOhGOHzw+NCiR5QC1CBIkVQTwS/KTIgiYN+uVNERC1CxT5PRmpCYSBPLzQ7BJr9Fd+eqGoZtBNkyYULUie5IpXeQnlNSJ0GsCwzFAPYtKMIVkqEGuFKsNeACfL2AE2gj+4bRNpCyYdgkSh+KGUERt5xNqZISQkCeaQk2/gAkJh/R3uDBu6vd/VDklZGvYh8E9O/76G5cJcK1gUji4gPhEs7fXHgEmOjLhs3O1el0iaOHT2UtyiWGbDcBdIwdE6GX5cFldFWresnQq0fJPFtM02wTEJu3qa89tenT1Ce9JLd6ox4BNmu7jp2TT9bRszyzCT/HNTmtBL9oGpC2m2WeP47olJdnmE3LhL+IjNTjhvwJiAwYek4xI7PpEygl/FpEzidy8JvFPHxCR83sEsE9YkCf4JrBLgSvF7cRe1wdACVCYfV2vBMTCYJxXLkBLhJCZFJgTFMCfRKgSgSpSCmn1vDu5hPbAk5uCdw/0T2V2F4SCtoBLBJu8AlIlwJAmMT6hIEx2EHexicgJ4AMgHbElEd1OBhzcv1gKqvuA==
20222 | B1-TCS-1301C-C4064 | FR-CVV-AMS-I/C | 8 x 2 x 1 mm² | 100 | B1-TCS-1301C-XD32 | TPS I/O and marshaling cabinet | B1 | 002 | 002 | B1-SKD-13201-DR80A-MCC | MOTOR EXHAUS.FAN 1 |  |  | CLIENT | -C4064 | FR-CVV-AMS-I/C 8 x 2 x 1 | LOCAL Base Objects¦Cable¦A30¦Z20¦0524 |  |  | B1-SKD-13201-DR80A-MCC | -MCC |  | -XD32 |  | 2024-06-19 / Panek, P. |  | @@UU@@C@@AA/uAArZUQpjGMc5zGOc5zGOc5zpQkB1IQdCDpAg6EoUhSUJOlCQAUAClAUpKVAQoCgAABQAKUpKlIUhIEoABKAKUBSVJQBIFKApSlIUACVJQlKgAAAAAAAAAAAAAAAAAAAAAAAAAAAAAAAAAAAAUAAAAAAAFAAAAAAAAAAAAAAAAAAAAAAAAAAAAAAAAAAAAAAAAAAAAAAAAAAAAAAAAAAAAAAAABCweLk7PtjqE/Dn/kT4AT1idnl/af9eP+vH9L86x5Hph88vuo+wObP1y5/zr/vaqxmjtSwfl9eT/7nk++iDAebozINy9IB/4BNzeQ0RZIC5gsFlRFAr5hOmJl5qZK5GUGKUiUoIeeJQERKCXbEsmGdCJQOUuQsjoAL6ECRLLFyCmCXTJkQRM9wimeIhbgseXqnDHTOJNKEOgNsSV7DTXVNQFwbbakL6RR6EjOaEJ5TQtInpNsCszFIO/PgMIXibepEDFBd89VgE9uLFqATYCP7hsE2ELJh1CRKHvwygiNnSJsTPCSEgT8ZCTa7EJCW+h48G/pyfohySvRn7iG5PTv7iF20S0VvAUji7oHEJV8OkcPdEnPTlsrvU1y73WJr4PVrS7mEqMOMDHI73VOhm9XHu+DbxbN2/UhPHxTb0qJpaxMgm9bT2tV3Tp7BITdoMNYmvt8lyWTfsliE29E2rZfBK74E2lC/tZf4+MSgx8EwlPDkEwWE3vxold4IcEBRA4wMU3WeESOHWJnBMNugTaE2ViaSnk8AkfJ7RKhPYJAn+CagTGCXrPdYV7sHUAlwTF6+LlmJhMM4rlyAmMSQmRSYEsmBPolQJQJcUgpp9jxaMwnugScuid8/0T23qisSC80AlQk3jASkTGCQJaJ8wkCW1EHitE4QTlAyAcQkoj5eUPCw5+b6lRVX3gA==
20223 | B1-TCS-1301C-C4065 | FR-CVV-AMS-I/C | 8 x 2 x 1 mm² | 100 | B1-TCS-1301C-XD32 | TPS I/O and marshaling cabinet | B1 | 002 | 002 | B1-SKD-13201-DR80B-MCC | MOTOR EXHAUS.FAN 2 |  |  | CLIENT | -C4065 | FR-CVV-AMS-I/C 8 x 2 x 1 | LOCAL Base Objects¦Cable¦A30¦Z20¦0524 |  |  | B1-SKD-13201-DR80B-MCC | -MCC |  | -XD32 |  | 2024-06-19 / Panek, P. |  | @@UU@@C@@AA/uAArbUQpjGMY5zGOc5zHMc50JQg51IQdCEKQhCkoSpSEIOpKgKApQEqUBSVAUoCgAABQAKSpKlIUlKQJApKAKUBSVJQBQFJApSlIUACVJQlKgAAAAAAAAAAAAAAAAAAAAAAAAAAAAAAAAAAAAUAAAAAAAFAAAAAAAAAAAAAAAAAAAAAAAAAAAAAAAAAAAAAAAAAAAAAAAAAAAAAAAAAAAAAAAABCw/L2+s+zpE+/wfyJ2gT0Cdfh88/7cv9d36X5ljvvRD5JfbR3g58/VLwfnZ/ezXcY9iWH8u99f/6u/91EGIwePOg1YpAP/AJubyGmMkgKsOQWVEUCviE6ImXnpkrmZQfhKRKUEOeJQERKCW0JbMM6ESgafChI8YBgQgSJFMFEEs+HonZyCKHgiqeIhbwseLpnC6mcSYSWmyHQJPWU2Vz44ahvTXXWIYUirypVLShP2Jp5FQnmNsCwnXYKgeGjGFBLeoALSASryX7QJ7t8BNYI/uGsTWQsmHfEiUPNDKCI19AmtM0JISBPxkJN7eICQmPyujlxcWqe9+iHbmrje4EL89PFwoXrRLRW+BSOPjA4RK6Pd3BxdkSg81tuCunBLk6hOLs/rVwpnErMWUC6RydM6mfRHHXp2eXbsvoYN34J70qZpe0JcJqyU7Gjdv7m51iQmqgyYBOxdzVSzb+SVons6Jt6wErsA20LNnL/HxCUGTgmEpyCWYjSU8ENkCYwMO11HMJHF5xMwJht2hNgTksE2ynm5RI7nqErE9IkCf4JuglwJft9dpZqg6QEqEx+jtfPMTCYpxXNlBLhJCZVJgS2YE+iVAlAlSkFNPpePTnE9cCTl4TkP9E9V+ssEgvtAJWJN8gCUiXAkCZBO4JAmSsg+PIJ74J3QMoHuCSiPhgPeYc/P9Soqr7A=
20224 | B1-TCS-1301C-C4066 | FR-CVV-AMS-I/C | 8 x 2 x 1 mm² | 100 | B1-TCS-1301C-XD32 | TPS I/O and marshaling cabinet | B1 | 003 | 003 | B1-SKD-13201-H71-MCC | HEATER MOT 1 |  |  | CLIENT | -C4066 | FR-CVV-AMS-I/C 8 x 2 x 1 | LOCAL Base Objects¦Cable¦A30¦Z20¦0524 |  |  | B1-SKD-13201-H71-MCC | -MCC |  | -XD32 |  | 2024-06-19 / Panek, P. |  | @@UU@@C@@AA/eAArTSQpjGMY5zHOc5zGOc6EHQhJ0HSdCUnUhSEAQhKkoOlAAAUlSgAAlSlKUACQAAoAAASpSkKAlCAIUpRwKABSVISAAEqApSlIUACVJQlKgAAAAAAAAAAAAAAAAAAAAAAAAAAAAAAAAAAAAUAAAAAAAFAAAAAAAAAAAAAAAAAAAAAAAAAAAAAAAAAAAAAAAAAAAAAAAAAAAAAAAAAAAAAAAABCwfNzdvoj1CdHR/InGCewTt6f2n9fi/r5/M/Qsfa7Idkvuo84ff+XZLo/S9/eavGb2aWDe+zz//VNzxBfJurIgyzSAf+ATRvod2MUgKr2IWROK9ImyJl56JK42UH4ykSlBD6IlAREoJbolkwzoRKBp2kJHUAX0IEiRTBRBLZJkQRM6iOqmiIhahY6fVOGWqcSYSX4B3hJq6L12fDDUNttaF9Io9KRVnQnzTzVCdZud4C4VbcRcB+Gmdc1U1gTk1KDPClWa7iAnx4yrvgJrBH9w1iayFkw74kShjlkko17BNaZYSQkCfnISbgsAkJ6THHLg0aP1Q5pXIM+/qQlpoq4PgQu2iWitYFI4viA3hK+TfHhEmOvLZZeu2X5dgnj4dq3Bh4E2hL5PkAySOTrnQu8N/dnycXh0XqENvj05IpplqEnE0205qtGjtEhLMBhvCasPh3MfgtlYJuS01glVysDOhqxRk/jyCUFvfmEtEv4jHRzQ1wJYBZ2GsSOD1iZQS/h3RNsTxViZynXyiR8nuErE9okCf4JpBMYJds99he0QdYCVCYvZxfTMTCYZxXLkBMYkhMikwJZMCfVKgSgSpSCmn2vFn2hPfAk5cE5D/RPddrLwkF1oBKxJvKAlImMEgS0TzCQJbWQeW0TxgnxgZAOMSUR8vkDmYdvn+tVFV7g=
20225 | B1-TCS-1301C-C4067 | FR-CVV-AMS-I/C | 8 x 2 x 1 mm² | 100 | B1-TCS-1301C-XD32 | TPS I/O and marshaling cabinet | B1 | 003 | 003 | B1-SKD-13201-H72-MCC | HEATER MOT 2 |  |  | CLIENT | -C4067 | FR-CVV-AMS-I/C 8 x 2 x 1 | LOCAL Base Objects¦Cable¦A30¦Z20¦0524 |  |  | B1-SKD-13201-H72-MCC | -MCC |  | -XD32 |  | 2024-06-19 / Panek, P. |  | @@UU@@C@@AA/eAArOUQhjGMc5zHQc5zGOdJzpSlCDpOlKEqOhKVKUhKEIQpAAAAlQAAQBSVKUACQAAoAAAUpKUpApCFJApRwJABSVISAAEqApSlIUACVJQlKgAAAAAAAAAAAAAAAAAAAAAAAAAAAAAAAAAAAAUAAAAAAAFAAAAAAAAAAAAAAAAAAAAAAAAAAAAAAAAAAAAAAAAAAAAAAAAAAAAAAAAAAAAAAAABCxfTydR+HrE5ub+RPmBPaJ1c/7U+zh/rxeN+pY8jsh2T5avuDz/n0zzfph/vr2ZTJonFt+T7//7fl81UGMw+jOg3qJAf+ATVuobkWyBe2rRZKRXnE2RQvnqlXMzB+UyTMEPNEwERME7YltA0oRMDXzoSegA2kIEiSuCqCdkskEUO9FVMRC1ix+PrpDNXSJQJOkNQlGA014bKscN8bbowoYkiqj1JO4hT16MFYnQagKDOVA968aK5XIEE1AhXlv4wKbjdATjBH9w4xOMhZYe4JEwxxSkxx7BONMsJIkCemRKNeNe1EUCepu73Fk1dr9UOScF6e58aFdFNVG9rQv3CXCtgFY5OACwSzfnUPfEpOjLvV24Zt2p6RPn7+faxa3OJBhKcoGWTf6KUM52Mu3n2zwRZfQ4d+9dFdc90SkTVkr0XtOLqEhMmkyYRO7j4NGbdum0TROqwEvX7AOyh2DN/HhEpLdVAlomHGXVckNkBrgbQLek4hI1+wTrAmLJtiaBOCwTSV8XCJH0e8SwT3CQJ/gnbBMoJgt+Fph1QdACXhMnt+X66CgTHSK9bMCZRJEzKUAltAJ9k1CVCXlIK6/c/JuZxPhAlJfE8B/onvwWGESDA1AlglHKAlYmUEgS4TxiQJdYQctwnICcoGYDfEmI8PiDkYdHm+1VFV+IA==
20226 | B1-TCS-1301C-C4068 | FR-CVV-AMS-I/C | 8 x 2 x 1 mm² | 100 | B1-TCS-1301C-XD32 | TPS I/O and marshaling cabinet | B1 | 003 | 003 | B1-SKD-13201-P73A-MCC | MOTOR MOP 1 |  |  | CLIENT | -C4068 | FR-CVV-AMS-I/C 8 x 2 x 1 | LOCAL Base Objects¦Cable¦A30¦Z20¦0524 |  |  | B1-SKD-13201-P73A-MCC | -MCC |  | -XD32 |  | 2024-06-19 / Panek, P. |  | @@UU@@C@@AA/eAArMUQhjGMcxjHOc5zHOdKEoShCEIOpCEoUlKVAQlSkIOlSkqUACgJUpSlAApSgAAACgAUBKQIUhKQJQpKUpUBSlKQgAFJApSlIUACVJQlKgAAAAAAAAAAAAAAAAAAAAAAAAAAAAAAAAAAAAUAAAAAAAFAAAAAAAAAAAAAAAAAAAAAAAAAAAAAAAAAAAAAAAAAAAAAAAAAAAAAAAAAAAAAAAABCx/P8HT4I5hOTk/kTgBPSJ0+L0U/tw/19H2P0rHffLD5J8FX3Bx+Tonw/lh/vXuzm3rzj/Gzv//gnjpgg8fLoQa9eQH/gE3N1DZjLIGDFlFkpFfGJ5ooXjqlXOzBlmSZgh5ImAiJgnrCX0DShEwNceEiF5QDEhAkUFcFUE+aWSCKHfIqpiIWsWPFzUhorpEoE5Qo3BKLarraXHFg333IYkir8OFOzRtoVdaiwT9T2wMb1SoHtYarwtCagQla8dmQCrN1wE1Aj+4ahNRCyw7wkTDxQzBEavKJqTPCSJAnnkSjsY8gFAn5t+PSbe1+iGmbI07qHPTXv9dCzMJmFbQKxy++BwCXdvJpHsiUnN1Ml+K7FB0CdyexGGwTAbKU4rwJvoODmqQ0d2jnsz8XvbmG5DH8ZmpmqZ3xKRNu+vW2Ny2cnSJrSm7t4C/GJv4OKNG9mm8TZnXtBLLQNpC7e0fx8glRTlzzSJeJhyOxX8UOGBMoGPoNQke56BNAJiybAmsJw3CbRXq4hI73rEuE9QkCf4JpBM4Jbf7LzDpg5wEwCZfT7v1UFAmSkV6mgEziSJoUoBL6AT65qEqEwKQV1+p7W1rCeyBKSwTtn+ieu24wiQWtQJcJR8wCViZwSBMwndEgTNcQfLmE7gJ3gNAHAJMR8PCGph6v3/aqiq+0A=
20227 | B1-TCS-1301C-C4069 | FR-CVV-AMS-I/C | 8 x 2 x 1 mm² | 100 | B1-TCS-1301C-XD32 | TPS I/O and marshaling cabinet | B1 | 003 | 003 | B1-SKD-13201-P73B-MCC | MOTOR MOP 2 |  |  | CLIENT | -C4069 | FR-CVV-AMS-I/C 8 x 2 x 1 | LOCAL Base Objects¦Cable¦A30¦Z20¦0524 |  |  | B1-SKD-13201-P73B-MCC | -MCC |  | -XD32 |  | 2024-06-19 / Panek, P. |  | @@UU@@C@@AA/eAArNSQpTGMYxzGOc5zHOc6EIShJ0IOlCEKUlSlIQlKFASdKlAUBSUgABSVAUoClAABQAAUBSUoAlKUgSpCkASBSlIQAAEqApSlIUACVJQlKgAAAAAAAAAAAAAAAAAAAAAAAAAAAAAAAAAAAAUAAAAAAAFAAAAAAAAAAAAAAAAAAAAAAAAAAAAAAAAAAAAAAAAAAAAAAAAAAAAAAAAAAAAAAAABCxfR3uo8XQJ5PJ/InECesTq837Uer4/68P2P0rH4P5Q8svFT94cnL0y8v53f3tW5jJsyxenx+P/97koDEXejQg1YpAP/AJu7yHYi+QFeG8WRQK+cTmia8lMlc7KDllIlKCHyxKAiJQS2xL5jQhEoGqDzIegAwoQJEyqCmCXNJkQRN9+KaIiFqFjz9FAZ6qBJl0AfiG2JK0putspbIsG++lDCkU7vGktKFG1OsTnNQGE2CkH4J205AwEqhA/SCdkYrMYFOWleABNYI/uGsTWQsmHfEiUPdhlBEa+YTWmeEkJAnpkJPtZAJCfq5cO5pz7SHenZ2SWreQiirg30LLxLxWsCocncA4RLeLUPaEmc+jLfdgujpE7vBdmErNlMV4E75nDz4cdaGfJgwcPy6OLcx3YcInRZPNVOuic98SkTTmr2bMW5bLsdQmaSastZlxib9eiNHZzSyideWXACWYANpC3Vn/j5xKTJmmJeJdjNun5IbYEyAYuk4xI971CZwTDj2xNgTt2iaSrj7gkd/2iWiewSBP8E1AmYEwX+68u3YOgBKxMnr+L6pkxMdArozgmYSQmdSYJfME+uVIlIlakFVXsfh07AnugSgsE7Z/ontwWlwkGBpBLRJ+ABKhMwJAmUT7RIEy2kHgyiawTvgZwOISUR83hDWw7PJ9yqKr1g==
20228 | B1-TCS-1301C-C4070 | FR-CVV-AMS-I/C | 8 x 2 x 1 mm² | 100 | B1-TCS-1301C-XD32 | TPS I/O and marshaling cabinet | B1 | 002 | 002 | B1-SKD-13201-P78A-MCC | MOTOR JACK.OIL PUMP 1 |  |  | CLIENT | -C4070 | FR-CVV-AMS-I/C 8 x 2 x 1 | LOCAL Base Objects¦Cable¦A30¦Z20¦0524 |  |  | B1-SKD-13201-P78A-MCC | -MCC |  | -XD32 |  | 2024-06-19 / Panek, P. |  | @@UU@@C@@AA/yAArYSQpTGMY5jmQcyDmMdB1IQhCToQgCUJQpKFKQgAFIQg6gJUkClKUpQFKUoAFAABQAAAoCUqSgCVKQlCQKQlQFJQAAEqApSlIUACVJQlKgAAAAAAAAAAAAAAAAAAAAAAAAAAAAAAAAAAAAUAAAAAAAFAAAAAAAAAAAAAAAAAAAAAAAAAAAAAAAAAAAAAAAAAAAAAAAAAAAAAAAAAAAAAAAABCyfRp7PDHUJzc38ieLiBPUJ2eT9qPTx/19P2v1LHhfND0S8VP3h4+jrl5P0t/vYx4G3ryydMYv/q8XjpgpOfy5kGvXkA/8Am33ENqNWQFeTILLzxSK+UTpia81XOTV1mcF8pEpQQ/jEoCIlBLaEwmNCESgaoPyQ6ADIhAkTKoKYJdMmRBFoUMPukqqYiFrFjn6qAz1UCTE8wbokrKLbKG6MWIb75oaiRTyJGhCexOoT0G6BaZyl4IQx03BZXE89QIYpU5AKMs94BNII/uGkTSQsmHuCRKHkhlBEcv5icqYQkhIE88hJ7/DlAmJwP65rjb0d9D4ZYo3d5DRvFFNe/3ULMeAmArqAVjlwA4RK7eLcHvCTPRrZbbLYv6xOXvW5hMRdvhdF4FV9NJw9V1aGt7/g2a+/fTqW2Ibmt8VGaVU5d0TATbyVacmrZo0dgkpJve5uVma5Tfp2uOJa+9mlgJ25UlgJisA3EKMezm/j4xKjVwmJqZRMlxtVbENsCXAXX9ZyCRv+kTOCZMuyJeJ8Fomgq5OMSPl9gmMT1iQJ/gmAJgCWZfblLduDqASsTV9XvfXMmJdQK62YEwEkJmUmCZZgn2SpEpErUgqq9bwdvOJ7YEoMQnEf6J7LMZaJBY0gmMSfzgJUJgCQJeJpEgS/GQfNeJygnyAZgOESUR4OQTP+H3IKqva
20229 | B1-TCS-1301C-C4071 | FR-CVV-AMS-I/C | 8 x 2 x 1 mm² | 100 | B1-TCS-1301C-XD32 | TPS I/O and marshaling cabinet | B1 | 002 | 002 | B1-SKD-13201-P78B-MCC | MOTOR JACK.OIL PUMP 2 |  |  | CLIENT | -C4071 | FR-CVV-AMS-I/C 8 x 2 x 1 | LOCAL Base Objects¦Cable¦A30¦Z20¦0524 |  |  | B1-SKD-13201-P78B-MCC | -MCC |  | -XD32 |  | 2024-06-19 / Panek, P. |  | @@UU@@C@@AA/yAAraSQpTGMc5jHMc5znMdCEgQdSEIQhCjqQpCFAQgClIQc6AKUoClKUBKlKApQFAAACgAAoCUpQkCFASpCVKQlQFJQlQFKApSlIUACVJQlKgAAAAAAAAAAAAAAAAAAAAAAAAAAAAAAAAAAAAUAAAAAAAFAAAAAAAAAAAAAAAAAAAAAAAAAAAAAAAAAAAAAAAAAAAAAAAAAAAAAAAAAAAAAAAABCw97V2nf6xPF4v5E8HGCegTt6P2o/Xk/r5/rfoWO++SHpl4KftDn6eyXR+WD+9iy4x92WHq3PD/8vDOUFpZ9+ZBptkA/8Am1vIZ4xyAvW4xZeWKRXxidUTXnqkrmZQfhKRKUEPREoCIlBLOJlmNCESgaoPuQ6QC1CBImVQUwS6pMiCJu/0yiqmIhbwseProDXvUCTE8gbIkq1sKcFlLiiuscuWaGFIp5EjaQz0Z6J618TzG6BhKCp4YQwU4wsJZqQQv35yxAUZdACagR/cNQmohZMNwkSh5YZQRGn8RNKXQkhIE8shJ7+ICQnA/nlw7Wzx++hzTrjd0IX50Vb+hC/kEyCtgFQ47QPaOITBt8cDwCTPNlyYL+CNHYJp1uC3WErMeLfS4CrYppOLrx3kO7g8/J+l73vdw22Ia/wfDRbKqcuAS4Teuq5s+ivd3e0SUk3/ZqLsKnDtao7vBdLKJty3KwS/WBvIWaM38fGJSY7piYLYyCYcRM9i9sQ2wFEDAGLsOYSOH2xNYEtx5xMgnLYJtFWrSJHyeoSwT0iQJ/gm4CXAleT15DBtwecBLwmP0e59MyYmKgV1swJcJITMpMEyTBPqlSJSJeUgqq9Lw7OuJ64EoL4nGf6J6q7DAJBW0glgk/mASoS4EgTKJpEgTLYQd7KJpBPlAzAcQkoj4pBysOvz/Ygqq9w=
20230 | B1-TCS-1301C-C4072 | FR-CVV-AMS-I/C | 8 x 2 x 1 mm² | 100 | B1-TCS-1301C-XD32 | TPS I/O and marshaling cabinet | B1 | 003 | 003 | B1-SKD-13921-DR02A-MCC | MOTOR OF VAC.PUMPS 1 |  |  | CLIENT | -C4072 | FR-CVV-AMS-I/C 8 x 2 x 1 | LOCAL Base Objects¦Cable¦A30¦Z20¦0524 |  |  | B1-SKD-13921-DR02A-MCC | -MCC |  | -XD32 |  | 2024-06-19 / Panek, P. |  | @@UU@@C@@AA/yAArcUQpTmMY5zHMc5zGOc6DoSlCEIQhCUJQlR0qSpCEJAg4FAUBKQIABSlAUoClAABQFAUBKkpSpKkpUlSUpUpSlIQoAFKApSlIUACVJQlKgAAAAAAAAAAAAAAAAAAAAAAAAAAAAAAAAAAAAUAAAAAAAFAAAAAAAAAAAAAAAAAAAAAAAAAAAAAAAAAAAAAAAAAAAAAAAAAAAAAAAAAAAAAAAABCxfBq6fDHOJL+RPF7gJ6RPo6fF+1H68f9fD8r8Sx3nzQ/dL6qPpDweXoll/HD/eivKbOvLF9+WX/097v0QWHj8mdBqpkA/8Am3vIbEZJAVWYxZVxQK+MTzRNe/T4Zq5mcFspEpQQ3olAREoJdQSQzQi6HXhqg+tDyAGJCBImVQUQS8/nmzIIvPARTXFELfFj7Oe8Giq8JMT7bId0SeHylNe5QlQ4MFS4s+ehDGkX/yS/LqoXtidQnMYgMJoKHTCF60L5KYIUZKtGQCiXNwAJqBH9w1CaiFkw9cSJQ8kMoIjV6BNSZoSQkCfhISem60CYn5tuXHs7HMh70r8bcb6Gm9T2OuhfuEuFawKRydsDhEr4s449J2RKDnz3WV2YZdAnFpx6MWcSsx3AcCWTOH9NqlDRtbeDHtUcW5ZgQ7Wv797LKmct8TOJvZqZ9TrX9zc6RITdovRbqwCa+zx4Ja3BdItE15b9YJgrA3UK97N/HdEoLvbmJZdZFwkshsVZobIEuAyR0HbEjT2BNYEstyCWicOETaKePiEju+sSsT1CQJ/gm4CZQTBb7LTDtwc4CVCZPT2fjmTEx3hXPmBMokhMykwS2YJ8kqBKBKlIKafU6dnWE9kCXi+J7p/onrwVmESDA0AlYk+UBKRMoJAlwnzCQJdWQctwnICcoGYDtCSiO53A5GHR4PnQVVfaA=
20231 | B1-TCS-1301C-C4073 | FR-CVV-AMS-I/C | 8 x 2 x 1 mm² | 100 | B1-TCS-1301C-XD32 | TPS I/O and marshaling cabinet | B1 | 003 | 003 | B1-SKD-13921-DR02B-MCC | MOTOR OF VAC.PUMPS 2 |  |  | CLIENT | -C4073 | FR-CVV-AMS-I/C 8 x 2 x 1 | LOCAL Base Objects¦Cable¦A30¦Z20¦0524 |  |  | B1-SKD-13921-DR02B-MCC | -MCC |  | -XD32 |  | 2024-06-19 / Panek, P. |  | @@UU@@C@@AA/yAArcSQpjGMY5jHOc5zHOY6DoSk6EIQlIDoSpR0KUlCEJSdIFKUACAJABSlAUoClAABQEgUBKkpUpCgIUlSFAQBSQJOoAFKApSlIUACVJQlKgAAAAAAAAAAAAAAAAAAAAAAAAAAAAAAAAAAAAUAAAAAAAFAAAAAAAAAAAAAAAAAAAAAAAAAAAAAAAAAAAAAAAAAAAAAAAAAAAAAAAAAAAAAAAABCw/H4es+3YJH8ic3vAnqE8fXzftR+vJ/XyfQ/KseR6Ifxl9lH1h5vP1Sy/nf/vPZlMeeWHp8e9/8eTyzwYS/z5kGrDIB/4BN7uIaItkBVhtFlZFAr94nREy+WmStzKDzykSlBDdEoCIlBLsiSGZCMkO3DVB9yHOAYUIEiYqgogl0SZEETPBKVFcUQtQsc2ycNqqcSYTnDQJK+T3t2dKRq/AuumQwJilV6EipeyhP2p+msT0ksIFhnKXVRJCiVoVk06DPClOC9nxgUS4AE1gj+4axNZCyYdIkSh8EMoIjX+QmtLoSQkCdMhJvdxASE9DsyYd3czelD4Jq4340oUTx3dKFVolorWBSOPvgcQlnHiHDqEnNmWLeEwWYL8uoTj1YLhLxtYsgHAl+Y736UIZtrVln1ZbeLdwUofFPBNGWKJpaRMwm9kpmz797c3esSE3pqIjH4axODRyVyu05JFomiW3YCV2AdtCzt3fxyiUGTuzCYL9okYjRTdDfgS0DF1HfEj3OETMCYMe2JaJxWCbpTycYkcvsEsE9YkCf4JvgmUErt9tpf3oNgCVCY/Vw/NMTCYpxXNcCZRJCXKTAlswJ88qBKBKlIKafW6tzaE9sCTl4TvH+ieyuwviQVtAJYJN4gEpEygkCZBPpEgTJYQeLIJrBPhAuA98SURyp4GHa831IKqvYA=
20232 | B1-TCS-1301C-C4074 | 1- C5XFE-R /ST/ | 2 x 2 x 1.0 mm² | 100 | B1-TCS-1301C-XD32 | TPS I/O and marshaling cabinet | B1 | 001 | 001 | B1-MOV-13405-MCC | EDSV DRAIN L1 |  |  | CLIENT | -C4074 | 1- C5XFE-R /ST/ 2 x 2 x 1.0 | LOCAL Base Objects¦Cable¦A30¦Z20¦0502 |  |  | B1-MOV-13405-MCC | -MCC |  | -XD32 |  | 2024-06-19 / Panek, P. |  | @@UU@@C@@AA/cAArJSQpjGMY5jGOdBzGOc50HQlCEJShSkoQk6kKQBCEIUpJ0gUACQASBSgJUoClKABQFAUpSkJUpKVKSpSkASlKkqQpQFKApSlIUACVJQlKgAAAAAAAAAAAAAAAAAAAAAAAAAAAAAAAAAAAAUAAAAAAAFAAAAAAAAAAAAAAAAAAAAAAAAAAAAAAAAAAAAAAAAAAAAAAAAAAAAAAAAAAAAAAAABCxe77fSeHnE8HL/InACecTp8H7T/rx/17x8JcsfQ/HD93N9NPzB38vR9c3lw/347Mp8uxLF5Pnzf/Vy69EYojl8WdBqrkA/8AnX9dDdi7bA1rxbGcV+wTmj6p1iiSuZlB98pEpQQ+GJQERKCW0JIZkIvgdeqRJDxAGFCBImKYKIJc0mRBEweSKNMUQtQsfbz5qAmEgTZdwSWCq2mU4UrffhQtS6VPmSPwLeshRsUULFYm4BWZyd9iEJ8bgJTAhi81Vlc4FGL8d4BNQI/uGoTUQsmHsCRKGO1JJRq8YmpM0JISBPLISbTjAkJ+TyZL+DH1tvSh25bFuCbc3UN+ejBp3kLMomUVsApHkA4RK6+K/DcPs9qBKjs0yjBbZsR0CdXf/S3MJgNjDkA0pNdloPzrqQz8GDLt6M/DNbWhVTipzyqql2BMQm1x06KtnH0iQl13XLRN3jp0ZPWuljE0ZqrASuwDZQ0ZP47gk9+9MJoyT62QTFh6tfbhxQJpyAW9B7QkdmgTMCYb84mgTisE2ynk4xI7npEsE9AkCf4JuAmQEru9VxbuQc4CVCY/Pv+/MTCa04rmygmQSQmVSYEumBPglQJQJUpBTT6Hf2s4nqgScwCcJ/onprsLRIK2gEsEm7oCUiZASBLxPiEgS+wg7t4nCCd4DKBwiSiPc7wcTDr9/5BUVXqA=
20233 | B1-TCS-1301C-C4075 | 1- C5XFE-R /ST/ | 2 x 2 x 1.0 mm² | 100 | B1-TCS-1301C-XD32 | TPS I/O and marshaling cabinet | B1 | 001 | 001 | B1-MOV-13409-MCC | EDSV DRAIN L2 |  |  | CLIENT | -C4075 | 1- C5XFE-R /ST/ 2 x 2 x 1.0 | LOCAL Base Objects¦Cable¦A30¦Z20¦0502 |  |  | B1-MOV-13409-MCC | -MCC |  | -XD32 |  | 2024-06-19 / Panek, P. |  | @@UU@@C@@AA/cAArIUQpjGMc5jHOc5zGOZBznSpCDoQBCEHAhKlJSBCUISc6gJUACVAUpSgKUoCgKABQAAUpCkpUpKUgSpSkJUlIEpQBQFKApSlIUACVJQlKgAAAAAAAAAAAAAAAAAAAAAAAAAAAAAAAAAAAAUAAAAAAAFAAAAAAAAAAAAAAAAAAAAAAAAAAAAAAAAAAAAAAAAAAAAAAAAAAAAAAAAAAAAAAAABCxfHr6jw9Ang738idkE9InV4P2n/Xk/r5D6CxY5n6Yfw5/tp+sO/d0/fN5sP9/nXcWaJYvLzfZ//N3tFEY4iPHmQacUgH/gE3uBDVFmkDFaLWziviE54+6dYokrtMoPxlIlKCHNEoCIlBLbEkMyEWwNMHhQ8YBhQgSJTFMFEEueTIgiZKOKJ4W8LHi6LqAmEgTcd4SV+95qZThSuC23EhhSyV7zpGlC/Pon/IqE3gKiZcxQ+5CFGRvkpgQ89N6/PjAjDLUAmwEf3DYJsIWTDwCRKGNcklGzyCbEuhJCQJ5ZCTcWQCQnoeSzFube+h70s9Ut3gQpnjVwIX7BLBW+BSPIB2RKquPJjHr64EpOGiUei/grzxP0iaJdeMFwl8mz4bQNSct050U3YL6H6Z5/fy9var7W9iwIW0101SvXpcImMTd5aete06eoSE3bN8wCauWnby8Nksgnt7V6sEqrA3kNOX+O6JPbxTCaMuvJcJjxbdXchxwJlA4cHSaxI92cTMCYbc4nWE5KxN0p7fKJHwesSsT1CQJ/gm+CZQSqz2WGDfg6AEvCZPT2PmmJhMc4rtXAmUSQlykwJZMCfPKgSgS8pBTT6nsbmYT2QJOXxO0f6J66qzAJBU0AlYk3xAJSJlBIEtE7gkCW1kHw2icYJ8oFwHGJKI7sBxsObv/UKiq+0A=
20234 | B1-TCS-1301C-C4076 | 1- C5XFE-R /ST/ | 2 x 2 x 1.0 mm² | 100 | B1-TCS-1301C-XD32 | TPS I/O and marshaling cabinet | B1 | 001 | 001 | B1-MOV-13561-MCC | EDSV DRAIN T2 |  |  | CLIENT | -C4076 | 1- C5XFE-R /ST/ 2 x 2 x 1.0 | LOCAL Base Objects¦Cable¦A30¦Z20¦0502 |  |  | B1-MOV-13561-MCC | -MCC |  | -XD32 |  | 2024-06-19 / Panek, P. |  | @@UU@@C@@AA/cAArHUQpjGMY5jHOc5zmOc5znAhB0oSk6UIQBAEoSA6EKUcCQKApQEJABSgKUoCgJABQAAUBCQIUpCVAQpIEASlQEKOAClKApSlIUACVJQlKgAAAAAAAAAAAAAAAAAAAAAAAAAAAAAAAAAAAAUAAAAAAAFAAAAAAAAAAAAAAAAAAAAAAAAAAAAAAAAAAAAAAAAAAAAAAAAAAAAAAAAAAAAAAAABCv/Ns7j0bROn+ROME9gn3d3T+1H68v9fOfWYljnfND+PX56ftDot7fvm/K9/fqsyGLRK/6/Pz//zzZ4i/ETdWVBlekA/8Am9qQ34w6QL2IWxnFfwE646J1iiSuRlB6ZSJSgh6YlAREoJbokhmQi2BpgzodQBeQgSJimCiCXXJkQRMmCjhiiFqFj0bclATCQJ1PfElcqtplOFKz23kLExSp7EjDpQnxT3BKN4C4enLEX6ninWSFOFsJTAh2XKa8IFF3fATYCP7hsE2ELJh1CRKGPikko2dYmxMkJISBPVISbhwASE7Hktvx3tP5oeSWeuXf8KGqerg30K7RLRWsCkeUDxiV167cI8WyBKTgolVKyvPHaJo4rMYlRnu4gOA2w45zbPQhllh48l03NNl+5Yh8lzRPFzNKueubUJkE066tFV3c7hIT9O9b4C8Jv+TRc05vDjlaJp0VXQSu6so3UN3L/HMJPj4ZhNzHcwYxL17TX8cOCBLQLM3afCJHFMJlBL1uYTQJrsE3inl5BI5vcJYJ7RIE/wTwAmMErxe/EXdUG0BKhMPs4/pmJhME4rlyAmMSQmRSYExTAn1SoEoEqUgpp9r4tOYT3wJOXBOQ/0T3V2F0SCtoBLBJvKAlImMEgS0TzCQJbYQeW0TWCfQBkA1iSiPl5g5GHP0fYKiq/AA=
20235 | B1-TCS-1301C-C4077 | 1- C5XFE-R /ST/ | 2 x 2 x 1.0 mm² | 100 | B1-TCS-1301C-XD32 | TPS I/O and marshaling cabinet | B1 | 001 | 001 | B1-MOV-13564-MCC | EDSV DRAIN T3 |  |  | CLIENT | -C4077 | 1- C5XFE-R /ST/ 2 x 2 x 1.0 | LOCAL Base Objects¦Cable¦A30¦Z20¦0502 |  |  | B1-MOV-13564-MCC | -MCC |  | -XD32 |  | 2024-06-19 / Panek, P. |  | @@UU@@C@@AA/cAArHSQpTGMcxzHQhBzGOZBzoQlCDpQhCEIUhAAJQlCEKUcCgJUoAEpABSQKUoCgJABQAKUBSFIUpClKSpQEASpQEJQpQFKApSlIUACVJQlKgAAAAAAAAAAAAAAAAAAAAAAAAAAAAAAAAAAAAUAAAAAAAFAAAAAAAAAAAAAAAAAAAAAAAAAAAAAAAAAAAAAAAAAAAAAAAAAAAAAAAAAAAAAAAABC0/g0dp9nWJ0fyJ3wT0ifV29H7U/ry/15D5C1Y+h8sP39PNV84c93Z9c/y0v789l582vLT/H6eb/+bn1qY1Ijn82ZBwbEgH/gE3N9Dgi7aA1MgtjQK/aJ0x0ULFMlcrKD8JSJSgh14lAREoJZxJDNCLoGqC9DzAGkhAkTKoKYJdMmRBE0o4YohahY+7rvpCYkCd52xJV4KYmFK2luJCxMcqupIy7KFEp21iR3gKy80qnh2ySFUlxthOgEOqurDjApxbwCaAR/cNAmghZMO4JEoY9ySSjR0iaEvhJCQJ55CT9rUAkJ1PJdp59n0Ie7LNhlg2t1Ddpr35oYbRLRWsCoeUDiEw4eO3GPDogSo3qZYLJ4csdgmbgsyCVmbFaBvJdM9FCF9Hf4tO/3qM9mFD9PBr48GWdcVxuiaomfHVj/Ou3Y7RISjPk2zSE3qb8Gad+5dK0TXpy14gSzEso1tlDX1f48QlF+/MTu6ua7KJqeHHns8MOOBNUDFg7D2xI4JiZgTSu1hNgTjsE2irl5BI8XrEsE9QkCf4JvAmQEw2+y0xbkHWAmATH6eL4pkxNSgV1bwTIJIS9SYJbME+OVIlImBSCqr1Pg2consgSgrE5T/RPXhsMQkGFpBLBJ+MBKhMgJAlwnlEgS6wg8dwnGCfCBeBxiSiPf8gcjDm5/lFRVe4A==
20236 | B1-TCS-1301C-C4078 | 1- C5XFE-R /ST/ | 2 x 2 x 1.0 mm² | 100 | B1-TCS-1301C-XD32 | TPS I/O and marshaling cabinet | B1 | 001 | 001 | B1-MOV-13565-MCC | EDSV DRAIN T5 |  |  | CLIENT | -C4078 | 1- C5XFE-R /ST/ 2 x 2 x 1.0 | LOCAL Base Objects¦Cable¦A30¦Z20¦0502 |  |  | B1-MOV-13565-MCC | -MCC |  | -XD32 |  | 2024-06-19 / Panek, P. |  | @@UU@@C@@AA/cAArIUQpjGMY5jHOdJzGQZCDnQhCEoOBKEIAhAEpQBKDpQg6VKAACkgSBSgKApSgJAACgAUpKQJSpCUgSpSkJUlQFIQgClKApSlIUACVJQlKgAAAAAAAAAAAAAAAAAAAAAAAAAAAAAAAAAAAAUAAAAAAAFAAAAAAAAAAAAAAAAAAAAAAAAAAAAAAAAAAAAAAAAAAAAAAAAAAAAAAAAAAAAAAAABCx/JydZ5+gTl/kTuAnsE83Xy/tR+uj+vlPpLVjxvih+7m8lP1h5bur7Zvyxf3+Nl59mvLH68Hk//xy1p4iIr9N6DTmkA/8Am32kN2Mm0BjtFsZxX0Cc0eWdYokreyg++UiUoIeWJQERKCWyJIZkIugaYPOh6QDEhAkTFMFEEuaTIgiZJ9+J4WkWPR0X0BMJAmw5xJYKqImChbbcKFiRkp/NI2kJ8s3PXNWJdnAsJapgxwcEIU5Gv8CJpwQmXnwSsuAow7wCaQR/cNImkhZMO4JEoY5JJKNPqE0pfCSEgT1yEm3+wBITndF2PPtdCHwyy1y7W6h0z1b+6hXiuEuFbAKh4wO6JZZoutHt9+BKTeolVZXPll1CZuCy8TAZsNoG8l0x0zoX5q9fh7nJ3c+GxDhx7NOWVV2CbdE1RM/FVr01bfZ6xITPdmMQm9rU337l0rRNnWqsBK7AJbaH6Zr/48AlGpwTCVbF8sl4mK6fPGTYw/FDbAmqBiz9RxiRwTCZgTJfribAnFYJnKe9oEjwe4SwT2iQJ/gmyCagJXb77TDuQdICVCZPZw/PMTCdicV1bwTUEkJepMCWzAn0SoEoEqUgpp9rw7WsJ74EnMAmg/0T3V2GESCtoBLBJvCAlImoCQJcJ4hIEusIPDcJxAnzAXgaBJRHx8YcTDl831CoqvwAA==
20237 | B1-TCS-1301C-C4079 | 1- C5XFE-R /ST/ | 2 x 2 x 1.0 mm² | 100 | B1-TCS-1301C-XD32 | TPS I/O and marshaling cabinet | B1 | 001 | 001 | B1-MOV-13566-MCC | EDSV DRAIN T1 |  |  | CLIENT | -C4079 | 1- C5XFE-R /ST/ 2 x 2 x 1.0 | LOCAL Base Objects¦Cable¦A30¦Z20¦0502 |  |  | B1-MOV-13566-MCC | -MCC |  | -XD32 |  | 2024-06-19 / Panek, P. |  | @@UU@@C@@AA/cAArLSQpTGMY5jHOc5zmMZB0IQBR0ISlCkISpCQIAhCEpAk6lAABKgJABSgJUoClKABQFAUBSlIUpCVKSpIEpSlQEqQAClKApSlIUACVJQlKgAAAAAAAAAAAAAAAAAAAAAAAAAAAAAAAAAAAAUAAAAAAAFAAAAAAAAAAAAAAAAAAAAAAAAAAAAAAAAAAAAAAAAAAAAAAAAAAAAAAAAAAAAAAAABCy/B3eo8PQJz/yJxAnpE+3q5/2p/Xt/18J8hoWPqfmh/HyfXV9Ic13T90/yyf35rcD6NuWXz3/Z/9fNQ5IiXiwQadqQD/wCbu8hvxn1AW6BbWgV+8TyRzULFMlcGUHjlIlKCHniUBESgl7QkhmhF0DVB4UPEAZEIEiZVBTBLzeWbMgigMcVcMUwuIWPw6NikJiQZoA8eWDeEnbZXEwpWrJdlQyJF1foSNxCjanWJf1wMRpqirLB2q5FcLnaycwQ9G/ZBbnApsoXgATWCP7hrE1kLJh9sSJQx3ZJKNflE1phCSEgTzyEn7mcCQm68t+Xc1fmh7stqzon2N9CKK+zwIWXCXCtYFQ9wDjEss5dGce1rwkJWcFUsWO2jZl0ibXDbgJiNnHcB2UvmdFCGxx4aZ17nHu22IbNG3GmVVUuwJgJq5KtrYxatXUJCZsmfrmUS7krww7F8rhNOmu0EstWUakMMP47wlF2/MTbvzXiZM2xi1w5YDP+khvAx+9R0ncEjhoE2QTNfnE2xOTGJulXb5RI9/1iWieoSBP8E3gS8Es0ezQY96DoASsTP6eL4pkxM1ArsYAl4khMFJgmiYJ8cqRKRK1IKqvU8WrSJ7IEoMQnKf6J67LTGJBY0glok++AlQl4JAlwnyiQJdaQd+4TkBPABgByiSiO94A42HZ5vnFRVes
20238 | B1-TCS-1301C-C4080 | 1- C5XFE-R /ST/ | 2 x 2 x 1.0 mm² | 100 | B1-TCS-1301C-XD32 | TPS I/O and marshaling cabinet | B1 | 001 | 001 | B1-MOV-13607-MCC | EDSV DRAIN G1 |  |  | CLIENT | -C4080 | 1- C5XFE-R /ST/ 2 x 2 x 1.0 | LOCAL Base Objects¦Cable¦A30¦Z20¦0502 |  |  | B1-MOV-13607-MCC | -MCC |  | -XD32 |  | 2024-06-19 / Panek, P. |  | @@UU@@C@@AA/cAArNUQpjGMY5jHOc6DHOY5znQBKEJOlCkHQBB0KUhKEKUlJ0gAkCQAAlSgKUAClKAoAFAUBSUoApCVKSpIEASpAEpSoAFKApSlIUACVJQlKgAAAAAAAAAAAAAAAAAAAAAAAAAAAAAAAAAAAAUAAAAAAAFAAAAAAAAAAAAAAAAAAAAAAAAAAAAAAAAAAAAAAAAAAAAAAAAAAAAAAAAAAAAAAAABCw/J3Os8nqE8XP/InwgnrE6+f9p/15f6+U+gtWPufqh/Lo8VP2hzZer75unB/fnsuPs25Yfzi9/9Pjy0RREc3luQatEgH/gE7O8hvxtbgGLELYziv4CdEc06xRaTK3M0HmlIlKCHniUBESgl2BJDMhGSBpgweRDygGJCBInKoKYJdEmRBE2AIYeiVPDFMLeFj8fVmoCYSBPM7wkr1VETBQt119CxIyU+hOmWlCjNNPeEzy3gKzQZ6niplTK1spiehFPRe37LQKL3AAmwEf3DYJsIWTDqEiUMd2SSjZ5xNiXQkhIE6ZCTa8QEhM7y48O7uelDvSz1y076G/PVwakK8YmMVrApHiA4xK6+S3aHX3YEpNVEqrK58uebqEr0cMrhKz9NvDkA4EumOSdDNRr14ePdjTZWhd3+xTNKmmW+JlE08lOirs7vWJCaNNvvmATVtcl7cu1ZJYxNzNVfBK74GlC27+PAJPk4ZhNvJiyCYbirZDggMUDjAr73UdwSNcwmUEwW5hNAnLYJulPx/EJHg9olgnsEgT/BO0CZASu33Wl/tQekBKhNr18XzTEwmKcVy3AmQSQlykwJbMCfPKgSgSpSCmn2PFuZhPdAk5eE7Z/ontrsL4kFbQCWCTeEBKRMgJAmMT6RIEx2EHhxicYJsAuA7Ykojv/AJm8f1ioqvvAA==
20239 | B1-TCS-1301C-C4081 | 1- C5XFE-R /ST/ | 2 x 2 x 1.0 mm² | 100 | B1-TCS-1301C-XD32 | TPS I/O and marshaling cabinet | B1 | 001 | 001 | B1-SKD-13201-MOV01-MCC | EDF DICHARGE MOP 1 |  |  | CLIENT | -C4081 | 1- C5XFE-R /ST/ 2 x 2 x 1.0 | LOCAL Base Objects¦Cable¦A30¦Z20¦0502 |  |  | B1-SKD-13201-MOV01-MCC | -MCC |  | -XD32 |  | 2024-06-17 / Panek, P. |  | @@UU@@C@@AA/yAArbUQhjGMc5zGOc6DmMc50JQpCDgQpKVJQpAEIAhCEqUk6VAUoCQJABQFJUAAEqSpQFAUBSEgAlSVKQoCkJApKlIQAAFKApSlIUACVJQlKgAAAAAAAAAAAAAAAAAAAAAAAAAAAAAAAAAAAAUAAAAAAAFAAAAAAAAAAAAAAAAAAAAAAAAAAAAAAAAAAAAAAAAAAAAAAAAAAAAAAAAAAAAAAAABCyfJ3fs6zx9Inl+n+ROIE9InX9v7U/r7/9fKeIuWOV8cPN8/LX9YX83V2KPRj/vnszn1bU5PPTf/88tExbET996DOzID/wCavcQ9uMsgYLcostIr5hPxjyUrFUq3MwfhMkzBD5YmAiJgnaE/O6kakImBwQeZDmAMiECRQVwVQTzyyQRQ73YmKa4pmYXALH3dNIacNIlAm9Rlk3RKbVtsw45qDAt99qGRIur5EjUhTtUdOETdAwmyVO/TlcJNIgeiFP0uw89mYCurBvAJrBH9w1iayFlh3hImGO7KTGvzia00QkiQJ+UiUcGwBImUM2/k1bfQh0zs4sVG77qHZ4qq8W/20LbxLxW0CscO+BYJZZx3a+C8YErOjerow47KccT1Cd44NrHXoExFtwHvF9BLyXVIaI4cd/x6tym3AhftX6prrntCVCas1eHbwxk2esTTKZ790uyidrRk45sz6bezooziUzu4wSzGBuIY9P8d8S7bkS7JmEx0XV/DDZAmwBV1HcEjt94TOCW5dsTSJx2Caivucgkd/1iWCeoSBP8E3QS8ExZvZmLdUHQAmATY9PD4aCgTLSK6M4JeJImdSgEzUAnzTUJUJgUgrr9TwbmkT2QJSYROE/0T14rC0SDE1AlglHgASsS8EgS4TxCQJdYQeC4TWCeEDOBxCTEfFIfAw6fJ9CCqr7QA==
20240 | B1-TCS-1301C-C4082 | 1- C5XFE-R /ST/ | 2 x 2 x 1.0 mm² | 100 | B1-TCS-1301C-XD32 | TPS I/O and marshaling cabinet | B1 | 001 | 001 | B1-SKD-13201-MOV13-MCC | EDF DICHARGE MOP 2 |  |  | CLIENT | -C4082 | 1- C5XFE-R /ST/ 2 x 2 x 1.0 | LOCAL Base Objects¦Cable¦A30¦Z20¦0502 |  |  | B1-SKD-13201-MOV13-MCC | -MCC |  | -XD32 |  | 2024-06-17 / Panek, P. |  | @@UU@@C@@AA/yAAraUQpjGMYxjHMhBzGOY6UIShB0oSk6lIQlKUqAk6EqUdCVKUBSkqABQEqUAAFKSpQAASBSFKAlSQJSoCEqUBQEIQAAFKApSlIUACVJQlKgAAAAAAAAAAAAAAAAAAAAAAAAAAAAAAAAAAAAUAAAAAAAFAAAAAAAAAAAAAAAAAAAAAAAAAAAAAAAAAAAAAAAAAAAAAAAAAAAAAAAAAAAAAAAABC2Pm19Jx+LnE8n2fyJ3QT0idP4ftP+vvf14T6TBY43xQ+f6uOnxhm8/Rtzfpd/fotxL9uWx+U8v/8fH1KIuiPt82dBqpkA/8Am9pQ3YyyAqu2RZM4r5ROSPvnWKPJMrizQfjKRKUEOESgIiUEtwTCYZ0IlA0wVIeYAuQgSJimCiCXJJkQRME82/KULSLHl55wxq5aBJxOAmnl1xJ7bI0Fd09AVLQtebNJDYSKdSRm6yE/Vny89gnXArNope1Pe2Ep0U5aeSvKBRjvgJrBH9w1iayFkw74kShj35JKNfoE1pjCSEgT85CTdvZAkJyvaw2N7d5kOf25tu2WngQo7tFfuToWYCYCtgFI38AFoltuq/i7leAyEqObfqmpsuyUTxKXQJ3yXb25XVZxLDJgBhI4eyYQ0IZ7M+im/4dWF1qF1l+iVNMtIlAmiqnJuVxl6RMZJu7xluE06tNcY6cJXidWWfsZAS3IBSaEMmP8fGJfuSEwrwEu4ctXwQ5IEvAs6DvCR2e+JnBLsu6JtCarROsU97hEj5PWJaJ6hIE/wTsAmYEsv9l5k3oOYBKhMvp9355iYTZnFc+IJmEkJipMCXzAn0SoEoEqUgpp9T3NHUE9kCTlYmo/0T12WmQSCxoBLRJvlASkTMCQJgJrEgTC0g8GAnECeEDEDUJKI+LwBxMO1931oKqvtAA==
20241 | B1-TCS-1301C-I6001 | 1- C5XFE-R /ST/ | 10 x 2 x 1.0 mm² | 100 | B1-TCS-1301C-XA10 | TPS I/O and marshaling cabinet | B1 | 003 | 003 | B1JBA-1309-TB1 | Junction box IOS | B1 |  | DSPW/SUPP.FI | -I6001 | 1- C5XFE-R /ST/ 10 x 2 x 1.0 | LOCAL Base Objects¦Cable¦A30¦Z20¦0510 |  |  |  | -TB1 |  | -XA10 |  | 2024-07-11 / Panek, P. |  | @@UU@@C@@AA/uAArXSQhjGMZJzHOc5jHMdCUIQlCToSgCEJShSUgShKUISlIEqApKQJUpQFAUkAAAABSQAUBSlJUlIFIQhQFJApKUJQAAEqApSlIUACVJQlKgAAAAAAAAAAAAAAAAAAAAAAAAAAAAAAAAAAAAUAAAAAAAFAAAAAAAAAAAAAAAAAAAAAAAAAAAAAAAAAAAAAAAAAAAAAAAAAAAAAAAAAAAAAAAABCy/T3uc5RPPP8idkE9wnP56f2q9vb/r6MvkYX7X1QxxxR5Q+/i5p/H12/36fRgdPXnLxeU/+Pu/CckkRw6EGnWkB/4BOrmQ4ozbAGS4W0/WKhXhEzx7PNUBFkq+tmDJMkzBaS+iKIoWGYognYEkChCAMIGyDjAMokCVUEQUwT6ZZIIoZ4ZmvdiYAsFj8uvSEiQJxbQkgWU10NTGzI4zPfkExpWWaqRfVhRYJsgVGc1kKndqueiTY1AhZx0UZQIuo2wE4AR/cO6JvkysEO0JBMG/MpEcH5icCYQkiQJ+kiUdfavAoE9TyaM2xyCck2QV9/q149tD2XCXCtYFY7gG2Jk7ekZ+QSDNnjNi0Yu1zCd/d8GTtIaglttObOBTTRng5d1pgrE1L9jRb3ejvY8VEIa3zaZpnwV7gmAmzjq1679POJdKbOvtFuQTc7m/pt3M80ZxOtfdXjBMYHTQrw/jxCbcCZ7hMV2vXuw4oDVYG8DDmOASOx7RNYEy36olwnctEq0kcG+JB4/gJaJ7xIE/wTaBMATFf8bzHpg5QEsEu93Y+umkpEzVCupoBMBJE0KUAl9AJ5JqEqEsUhror972ep0hPjAlLiE3jN/onwtyGUSC1qBMYlHzgJWJgCQJTgJ4RIE+XRjII8egTeBPqA6QHhEmI8Uh3mHW832KiqvQA==
20242 | B1-TCS-1301C-I6002 | 1- C5XFE-R /ST/ | 10 x 2 x 1.0 mm² | 200 | B1-TCS-1301C-XA10 | TPS I/O and marshaling cabinet | B1 | 001 | 001 | B1JBA-1309-TB1 | Junction box IOS | B1 |  | DSPW/SUPP.FI | -I6002 | 1- C5XFE-R /ST/ 10 x 2 x 1.0 | LOCAL Base Objects¦Cable¦A30¦Z20¦0510 |  |  |  | -TB1 |  | -XA10 |  | 2024-07-11 / Panek, P. |  | @@UU@@C@@AA/uAArZSQpTGMZBznOY6DHOZCEnQg6EnQhCFKQdSlIUhQFIQdKkgSlSgJUlIAAUkAAAABQFKUAClJUgCVASdClKSBKUJQoAFKApSlIUACVJQlKgAAAAAAAAAAAAAAAAAAAAAAAAAAAAAAAAAAAAUAAAAAAAFAAAAAAAAAAAAAAAAAAAAAAAAAAAAAAAAAAAAAAAAAAAAAAAAAAAAAAAAAAAAAAAABCs8OnrOkTml/InwAnqE6+aj9qf1+L+vBZ4mF+z8o88Mc8UfUH3aurmnf9H9+byXGbblZquP/+v7fHRikRHl2EGqmQD/wCb2JDVGLMBh1xb554pFfKJjj0/fSBFchdfoZwWSkSlBD5IlGEhhZSnBLMJIZoQ1QjXBzgFgkCUzIgogl5pMiCJhToiiAKhfw92gJCQJq3RJVxqinWJNTGeVMJNcduETAlZYVdkItnVko1hKM4FRhMqFTop128SraQQr55zxARfnwAJygj+4aROQlJYId4SCUHJKSRHL+InKOSAkJAn5yEnw71oExPQ5LNvoE6JVbEs3pnnrw76HTaJaK1AVJwAb4lnHgSJaBILMeK9de4uoTTor7mHiQ2BME8WMCfHPHB+nvBUJs7fe49y9K9WJT3TufHt1cImMTe7dfuZtbWz7vWJbIKe1m2DDiE0VcuXLgwcN06LhLaqcAJgAzoaC7+PmE4IEyZbRL9u5XohvwG0wOMC7qNIke/3xNoEsx5RNcTkviU7pGnlEg7/sEviesSBP8E3wTICXrfbaYM8HSAlYmv6uL6KKCgTFSK7FwJkEkJcpMEtmCeKVIlIlakNU6vW/DubIntgShvCcJi/0T2X8JYJBfaQTAJPwgJUJkBIEoyCfKJAmm7AQR4LhOME+QDZA7okojvfOHbYdrx/SqKq9gA=
20243 | B1-TCS-1301C-I6003 | 1- C5XFE-R /ST/ | 10 x 2 x 1.0 mm² | 100 | B1-TCS-1301C-XD71 | TPS I/O and marshaling cabinet | B1 | 002 | 002 | B1JBA-1309-TB2 | Junction box IOS | B1 |  | DSPW/SUPP.FI | -I6003 | 1- C5XFE-R /ST/ 10 x 2 x 1.0 | LOCAL Base Objects¦Cable¦A30¦Z20¦0510 |  |  |  | -TB2 |  | -XD71 |  | 2024-07-11 / Panek, P. |  | @@UU@@C@@AA/uAAraSQpjGMdBzGMY5zHMc6UoOdKEpQdKFJOhIEKSlAEHShQFJUlQEqUlQFAUkAAAABSlKUBSlKSlSgJOhQFJApKFJQoAFKApSlIUACVJQlKgAAAAAAAAAAAAAAAAAAAAAAAAAAAAAAAAAAAAUAAAAAAAFAAAAAAAAAAAAAAAAAAAAAAAAAAAAAAAAAAAAAAAAAAAAAAAAAAAAAAAAAAAAAAAABCt+Lj6DmE8kv5E4AT0idHkn/aj9eH+vDb4mF+l88MckTfMH17OfxzctX9+b7rzRnlbs+c//6Pq+ye2REeXMg055AP/AJpxobIx7gFtwtR+UUCvlEvj0eOgCMEleVlBZKRKUEOaJQFZKUlmkTdUSQzIRfCuCDkALRIEomIgngl5pMiCJgo1RPAFIsff2ZwkJAmzdElgnpmaGOtIZbIyXWCVpgLaY6iSAupvm2hOuBQVm2hQ79FeNwk202YAQw8k82ICKJo3gE1gj+4d0TiJSWCHSJBKDilJIjX+AmtL4SQkCfjISbVpuAmE87Zf1eUTllTHB+efTgs3kPRcJcK0gUjpA3hLe5ujLtCQYsuLDmw9vnE49/3bO2hmEqmxZAJpZIObtJQJms0fpWaO5VtCe/3zvT6hMgm7ZRbTn3OgS2Sda64qsE1cWvPpr9q+U94mCm7HgrBKwNxCnVl/jwCaYEoovlkEqyaNrsw1wG2wOQDNznGJG/2BNAJbftiYxOKoSjrkd3WJB8HrEqE9QkCf4JvAl4Jhu9lxXuwcwCYBMfp4PknnJxMVArmygl4khMqkwJdMCeKVAlAmBSGman1Pt7nTE9kCTuEThMX+ieuqwtEgqaASsSbwgJSJeCQJPeJ3hIE8GWsgj4conCCfGB0wPeElEd9PcYdv7flVFVek
20244 | B1-TCS-1301C-I6004 | 1- C5XFE-R /ST/ | 10 x 2 x 1.0 mm² | 200 | B1-TCS-1301C-XA10 | TPS I/O and marshaling cabinet | B1 | 001 | 001 | B1JBA-1305-U05 | Junction box FI | B1 |  | DSPW/SUPP.FI | -I6004 | 1- C5XFE-R /ST/ 10 x 2 x 1.0 | LOCAL Base Objects¦Cable¦A30¦Z20¦0510 |  |  | B1-TT-13975 | -U05 |  | -XA10 |  | 2024-07-12 / Panek, P. |  | @@UU@@C@@AA/sAArVSQpTGMY5zmQc5znOY50oUhKEJQg6UKQpB0oUlKgIUc6lKAlKVKAlIAAUhQAAAAClAQACkKUhSgKQhSlIAlSUAQpQFKApSlIUACVJQlKgAAAAAAAAAAAAAAAAAAAAAAAAAAAAAAAAAAAAUAAAAAAAFAAAAAAAAAAAAAAAAAAAAAAAAAAAAAAAAAAAAAAAAAAAAAAAAAAAAAAAAAAAAAAAABCv+bT2HUJHL/InfBPSJ2ctH7U/r4f68t/iYXj/GJQ8nPM+gOTr5+Wd78v76PttObYlfnxn/8f0/VRfkRyc2VBr2JAP/AJn3UOeMW0Bgxi3jzxSK8wlsdP2UgWkrkxcXoZwYJSJSgh+6JQERfJwsie0JIaEIqhWVcj7wDAJAkiiCiCXRtE2ZBFAVaIogCsXm6qAkJAmyXRJV0Vk2kiBw4Lwl1KcwQd2MNOOaFYloFJUdtCl3qb7cJVlIIXLn4UZvRgArzboCagR/cPgE0kpLBDuCQSg0ykkRq6BNQ5oCQkCeeQk97PhAmJj6W/k1/AUidM69eW3TZnQ6sImEVqAqSwDOJZ7uskvcEg6seC7Xku3ODrE8OnfvfCV+BDMJfxZAJe9PFB4t8MHbuCRw93v+P9OGy4p4j4p74mUTvYKd7uV7nYJrSDZ2N4vawm/q7l3Hv454xMtz28NU7ASANtDRb/HxibsCZNerEJexaCzJe0Q34CyqQ4wMs+s1CRwZxNgEw264mMThsEp2yNPviQfJ6xLwnqEgT/BO8CZAS7i9mIs3IPzASsTD6eDiooKBMFIrltBMgkhLVJgmKYJ80qRKRK1Iap1ep4NnMJ7IEobomgwf6J672sXxILzSCWCT8wCVCZASBKMgnkEgTTbYQR5bRNAJxAZgPGJKI8nyhqYfa+v5xRVXtA=
20245 | B1-TCS-1301C-I6005 | 1- C5XFE-R /ST/ | 10 x 2 x 1.0 mm² | 200 | B1-TCS-1301C-XA10 | TPS I/O and marshaling cabinet | B1 | 001 | 001 | B1JBA-1305-U21 | Junction box FI | B1 |  | DSPW/SUPP.FI | -I6005 | 1- C5XFE-R /ST/ 10 x 2 x 1.0 | LOCAL Base Objects¦Cable¦A30¦Z20¦0510 |  |  | B1-TT-13972 | -U21 |  | -XA10 |  | 2024-07-12 / Panek, P. |  | @@UU@@C@@AA/sAAraUQpTGOYxzGQc5joMdCEHQhCEJQhCEIAhCUpShKFJQlKEKAkCgKSlQAAUlQAAAAClASoCkqUgClAQhSUqSpCUgQoClKApSlIUACVJQlKgAAAAAAAAAAAAAAAAAAAAAAAAAAAAAAAAAAAAUAAAAAAAFAAAAAAAAAAAAAAAAAAAAAAAAAAAAAAAAAAAAAAAAAAAAAAAAAAAAAAAAAAAAAAAABCxfL3+s6RI5f5E7QJ7BOvlo/an9e7/XjxeRhfL6IlD5ueZ9Iebq5+WdnR/f4/dlObUlin9R//l+v7KMUiJc2VBwacgH/gE2dtDni7WAxZBbD8opFeYS+PXy0gZSVcxcnqZwY5SJSgh++JQERLEhInrCSGhCMEAShaoPwAMYkCSKIKIJdHpmzII16Qq7MUwBWLzdNAVTEkJrltAk66aybgIjDCVZLqBLEwaQYJXU58zzwViaAGAmtBmQk71ONrJVFIIV1+ijZ9VwFWlugJxgj+4cgngJSWCHbEglB4JSSI4/SJxjowEhIE6JCT39u4CYmve4r83AUieudWaWxKm3aQ6bhLhWoDAloG0JbwWpLeEg6c/Hhvw1dyzqE4e/v2chXwIaImLJeBLhnq45Hh3wzViR2J6fFRw11KfEdye6JeJs6dO5qVbHWJnSDV09wszhNDvZsOvu5888T9Ny6m0EtA2EN7L/HxibkCX5sglmTDZq4d6HOgTIBoXdRxCR2fEJqAl2XSEzxPhtEp2COLvCQfJ7hLBPaJAn+CbQJeCYcnvyFuzB+YCVCXezt+SigoEx0iuhlBLxJCZVJgmSYJ88qRKRKlIcE8Hte3raInvgShwib5j/0T3WZxiEgsaQS0SfjATAJeCQJReJwiQJxZbSCPFlE4QT5gNEDkElEeGA7TDm+36BRVX4A==
20246 | B1-TCS-1301C-I6006 | 1- C5XFE-R /ST/ | 5 x 2 x 1.0 mm² | 200 | B1-TCS-1301C-XA10 | TPS I/O and marshaling cabinet | B1 | 001 | 001 | B1JBA-1305-U32 | Junction box FI | B1 |  | DSPW/SUPP.FI | -I6006 | 1- C5XFE-R /ST/ 5 x 2 x 1.0 | LOCAL Base Objects¦Cable¦A30¦Z20¦0505 |  |  | B1-TT-13408 | -U32 |  | -XA10 |  | 2024-07-12 / Panek, P. |  | @@UU@@C@@AA/qAArVUQpjGMc5jmQc5joOc5zpOk50gOhCTqUc6UIUpCQASdKTqUlSAKUpKlAAlQFAAAClAUBSkgUgClKQhSlJSlSEqQpQFKApSlIUACVJQlKgAAAAAAAAAAAAAAAAAAAAAAAAAAAAAAAAAAAAUAAAAAAAFAAAAAAAAAAAAAAAAAAAAAAAAAAAAAAAAAAAAAAAAAAAAAAAAAAAAAAAAAAAAAAAABCu+DZ1HQJHJ/InACecTq5J/2o/Xi/r4Pi8LYvz/hHyQ+LmoPmDxdPNyTV/j/fj+vGcueV2b6T//oliiDcMnLhQacsgH/gE3uyhzRZnAu3xbh5YoFeUTBHm5KFwytzC3+dmgvSkSlBD9kSgIiV0kQs2cSYZ0IpgZQWoQ+4AvCQJIngngl45MiCJgo1xPC0i/b0ThISBNGcgSVqe0TNEQtl64JUlGMIvT35ue5K2JNhAtE/3kR1kJOqmS0yttRNz1Ughc81fko03wLXW9gBNoI/uHtid4hZMOkSCUHelJIjb5RNo5ICQkCc8hJu1psAmEzZW7gy4qBPymyW4loor30OiwSwVpApSsDfErq9qy6k+oSDenpqlgqtcPSJxbLuqvaW/ZQxiXr+ACXFNirkd/WE9oSODgs/Tt9u5bU0e4bZ9YmITs9ej181re6hLsg7Ga8XNwTX3M1WbVuzbomTTZRWCVgaEMmvF/HGJpgTDl3RK92quurVDuQJfAxdJ3RI7XvidcEvYMgl8TuXBKNBHd2CQe96RLgnoEgT/BN8EwAlV/1XyvRB+YCWhLPPw+GecnEvUCuLCCYBJCYVJgS/MCfHKgSgS0pDTNT6Hhz4xPVAk7UJqL3+iem5uF0SC40AlYk3wgJSJgBIEnwCcYkCbMNZBHgwicQJtAxge6JKI4++Gxhy/V8qIqr6w
20247 | B1-TCS-1301C-I6007 | 1- C5XFE-R /ST/ | 5 x 2 x 1.0 mm² | 200 | B1-TCS-1301C-XA10 | TPS I/O and marshaling cabinet | B1 | 001 | 001 | B1JBA-1306-X01 | Junction box FI | B1 |  | DSPW/SUPP.FI | -I6007 | 1- C5XFE-R /ST/ 5 x 2 x 1.0 | LOCAL Base Objects¦Cable¦A30¦Z20¦0505 |  |  |  | -X01 |  | -XA10 |  | 2024-07-12 / Panek, P. |  | @@UU@@C@@AA/qAArUSQpTGMZBzIOc5jHMdCEJQlCAIShBwJOk6UAQlClKQhJ0qUpQFKUlQEqUkAFAABSgAUoCVKUhQFIQlQFJUpCUpQAAFKApSlIUACVJQlKgAAAAAAAAAAAAAAAAAAAAAAAAAAAAAAAAAAAAUAAAAAAAFAAAAAAAAAAAAAAAAAAAAAAAAAAAAAAAAAAAAAAAAAAAAAAAAAAAAAAAAAAAAAAAABCxfJx9R0CRyfyJvgnpE6uSj9qf14f68Hh8Tav1flHzwz8kH0h4+bp+6dnP/fl+/WObalin4z//r+zWogxE+XKg1bMgH/gE3cyHNFu0BZcLYfpFIryiXx5+SlbyWpMW7zM4McpEpQQ/hEoCIlBiQntiTGhCKoGVclPIAYxIEkUQUQSr8s2ZBFAVaIohaxeXooCQkCdzdElXRWTaSIW3DYJgSnXCJ3WzwViXgUH40xsISdETimFrdQnXQBECHmgTz15qbee4CvYwZwE0gj+4d8TvELJhzCQSg70pJEafzE0jsQEhIE55CT0Zrl4YoE9Dkx5ezMT0S2a4onvS1ewh0YbRLRWsCtLQMwmGzhuxpRoEg3qKsEsuCzU4O/0iaNPcw3VGpwIbAluTEBLhnqQaNDUJGxLDt+1wd3BUJi900305xMom7x1drZr7PUJjkF+POWYRM+52MG1nyTyCZsdFgJYBTuIbV/8fAJvQJtX9e4TDdTX2obIDVgcgGXpOISO38QmyCYsnXEtE9uwSncI4vcEg+H1iWCeoSBP8E3AS8EwXey41dyDoASsS307/zUUFAmOkV1soJeJITKpMEumCeKVIlIlakNU6vU7+3rieyBKHAJnMf+ieuzCYhILGkE1RJ+ABKhLwSBKLxOISBOLLqkEfHlE7oJ8oGuB7wkoj3/CHGw7P2/QiKq9Y
20248 | B1-TCS-1301C-I6008 | 1- C5XFE-R /ST/ | 5 x 2 x 1.0 mm² | 200 | B1-TCS-1301C-XA10 | TPS I/O and marshaling cabinet | B1 | 002 | 002 | B1JBA-1306-X02 | Junction box FI | B1 |  | DSPW/SUPP.FI | -I6008 | 1- C5XFE-R /ST/ 5 x 2 x 1.0 | LOCAL Base Objects¦Cable¦A30¦Z20¦0505 |  |  |  | -X02 |  | -XA10 |  | 2024-07-12 / Panek, P. |  | @@UU@@C@@AA/qAArTUQpSmMY5zHOc5zHOdB0oQhCkIQo6kJSdSkpUlClISdCkpABSkqApQEgUkAFAABSgASACQKSlSlJQgCkpUpSkJQoAFKApSlIUACVJQlKgAAAAAAAAAAAAAAAAAAAAAAAAAAAAAAAAAAAAUAAAAAAAFAAAAAAAAAAAAAAAAAAAAAAAAAAAAAAAAAAAAAAAAAAAAAAAAAAAAAAAAAAAAAAAABCxfNr6TnEjx/yJ1wT0CdPjp+1X68P9fL3u+5F8Hlj6IZ8sH1B4eTo8U7fy/vzfZsHJuSxTvH/+Dw56QQS8mZBq2ZAP/AJv6UOSMe2BbkFtPxioV8gmWObxVLmJXpi3fmzgxykSlBD9sSgIiUGJCe4JMaIRXAyskHKAYxIEkhSCkErPNNmQRQK9UUhbBfu56BISBPc3xJWUsJtRELkw2iX0q0BE7sk79gmYChy1R1EJOqqxvUriVLJgRCgc1X30x14wLNjd4AE1gj+4cYnaIWTDpEglB2pSSI1+UTWOiAkJAn4SEnq03L70UE5nFn3vOJ55bdkS01GDcQ58OQTIK2AWJkA9sTDbuXV40q1CQaaqrIlnv23uxX8PQJx6sFCzsIaBL2W7CBPszpB+lQmrRx4e5v9Ss4YtvifFYX6cAmYTe48VfBtXsfSJkkG1s8BgxCcHFtX/a6uaeUSmKl8EvgVbqHWy/x8YmmBLtG3cJhunZ1YbYEygZsXQcQkat8TZBMWXZEyCcOASrdI+D3xIO76hLRPSJAn+CbwJmBL93ruMG9BzgJYJk9HX+elCgmOoV2M4JmEkJnUmCXTBO/KoSoSxSGudfpfd9nQJ64Eo3xOsY/9E9VuExCQWtQJgEn8gCViZgSBKZhOISBOLPgII7ucTsgneA0AdwSUR2+2Gth2vr+lEVV9g
20249 | B1-TCS-1301C-I6009 | 1- C5XFE-R /ST/ | 10 x 2 x 1.0 mm² | 200 | B1-TCS-1301C-XA10 | TPS I/O and marshaling cabinet | B1 | 001 | 001 | B1JBA-1306-X03 | Junction box FI | B1 |  | DSPW/SUPP.FI | -I6009 | 1- C5XFE-R /ST/ 10 x 2 x 1.0 | LOCAL Base Objects¦Cable¦A30¦Z20¦0510 |  |  |  | -X03 |  | -XA10 |  | 2024-07-12 / Panek, P. |  | @@UU@@C@@AA/sAArXUQpjFOY5zHOY5jnMc6EIOg6FIOpSFISlQEoQpKEJQhSVKUBQEpApQEgUkAAAABSgKUACAJUlKgJQhSlIApSUAOoAFKApSlIUACVJQlKgAAAAAAAAAAAAAAAAAAAAAAAAAAAAAAAAAAAAUAAAAAAAFAAAAAAAAAAAAAAAAAAAAAAAAAAAAAAAAAAAAAAAAAAAAAAAAAAAAAAAAAAAAAAAABCs+fl7DWJHl/kTuAnpE7PLT+0/17v9fNZ42F+z8YlDHRB9Qc3P1/bRg/P++nzXHPolZRzH//XzUGKCJee5BnsyAf+ATd9xDnjHtgV2i1n5RMV84mWOryTAuZX6BcnoaIMcpEpQQ+aJQERKCwohdIlA0oRegZVSOgAxiQJJSmCmCV/b6aWkgiYVdqKYAvi/drpCQkCdFYkqqaihmxA24qxMCT2AijJbReEuAoOimNlCT252N8lVMCCEWoj76LDBYBPNC7wCcgI/uHKJ3iUlgh1CQSg70pJEcn4Ccg54CQkCdMhKN/VjXgikT0Nm5m6hOqi9olqnh20NeK0S0VqAqS0DSJi4bEl2hINd1uDNgrL/B3zrE+G/265TKuBC9sCTLcIEj4LqYg/SYmeWnLov8PvmCMEQh8Z36d4S4Td5Z2ZqtzsEskGjZ90rxCXce1prjHvZacom1bThBMIF17Sh72f+PlE1QJmv2iYbdurehrgTKBn6zjEjf8Im2CYsm0JjE7tYk9RHHxCQeD1iVieoSBP8E3QS4EwZPZkMPtwawEqEt9Pc+imkpExzFc+YEuEkJmUoBMlAJ45TEmJUpDeovep4NzYE9kCUuATfMf+ieuvEWCQVswTCJR4QEvCXAkCU3CcQkCcWbCQR4MwnCCeIDYA+QSUR8XiDlYdHk+kUVV9o
20250 | B1-TCS-1301C-I6010 | 1- C5XFE-R /ST/ | 10 x 2 x 1.0 mm² | 200 | B1-TCS-1301C-XD71 | TPS I/O and marshaling cabinet | B1 | 001 | 001 | B1JBA-1301-X05 | Generator JB | B1 |  | DSPW/SUPP.FI | -I6010 | 1- C5XFE-R /ST/ 10 x 2 x 1.0 | LOCAL Base Objects¦Cable¦A30¦Z20¦0510 |  |  |  | -X05 |  | -XD71 |  | 2024-07-12 / Panek, P. |  | @@UU@@C@@AA/mAArUSQpTGMZBzHOg5jnMc5zoQhKEoQlCEKOlCgJQhKUoQhSQKAhQAIUpIAAApIAAABQFKAoClJUlSkqShClKQBSkJUhQAKUBSlKQkClKOlSgAAAAAAAAAAAAAAAAAAAAAAAAAAAAAAAAAAAAUAAAAAAAFAAAAAAAAAAAAAAAAAAAAAAAAAAAAAAAAAAAAAAAAAAAAAAAAAAAAAAAAAAAAAAAABC1fJyaT8RPP6/3E74J/Imn6f0o/Pw/x5MPlYX5fuiUMdEHxh8/P2eed78PX0/VcRnlg54P/+T5vNRgkRR6bkGWeQD/wCdzn3RMOwBq6oth98UivpExx6vopAuZak/RCuPqaILZSJSgh9ESgIiUEtkSc7RhhgkhFUDXB0AFokCSKYKIJdMmRBE1JU96JQBBUL9fXNSQkCYdtSVdFZNpYgbbbBLyU5gidsrahN7FkAoOg1kK3vU2thKgCtgFr+yeK9htArzbwCcgI/qHIJxkpLBD3RIJQRxSSUcf2icY5oCQkCdMhJ6Ny0CYnU4NrqyeoSU6teW5TZuodeETCK1AVJ4gNkS/w4EsnviQdePDZdZqcHYJ7lm/bZB38PAhoziW3qwKp8GWk/KidQmfJw551YL1ft0QyQ92ceOVO8JaJtclWtuV7WkTDJPB29fbL+qJoz69mvvXTuE3baLASwDMh3D2sv7e8JuQJdsYhL+LZr0Q2QJjAy9hxCRv8wmwCYMWsJhE+DxXxNwr4+ISOb2CXxNIkCf2JugmQEveG9d/lxPbg6wE1BMX9eD4ZkxLaBXNlBMgkhMqkwTHME8sqRKRK1IKqo0vDtZxO3AlBivCaD/RL9nswSJiQWNIJfEn74CVCZASFLhOUSBLrCDmuE4ATxgZQOUSURy8gmbzfEoKq9o=
20251 | B1-TCS-1301C-I6011 | 1- C5XFE-R /ST/ | 10 x 2 x 1.0 mm² | 200 | B1-TCS-1301C-XA10 | TPS I/O and marshaling cabinet | B1 | 001 | 001 | B1JBA-1310-U06 | Junction box FI | B1 |  | DSPW/SUPP.FI | -I6011 | 1- C5XFE-R /ST/ 10 x 2 x 1.0 | LOCAL Base Objects¦Cable¦A30¦Z20¦0510 |  |  | B1-TE-13081A | -U06 |  | -XA10 |  | 2024-07-12 / Panek, P. |  | @@UU@@C@@AA/sAArWSQhjGMY5znOgyDHMdB0HSpCFHQhCVIQhIEIAhSlJUhCFKUpSgIUpQAKUkAAAABSQAUBSlJUlIFJQgAEoAlKkpQoAFKApSlIUACVJSlKgAAAAAAAAAAAAAAAAAAAAAAAAAAAAAAAAAAAAUAAAAAAAFAAAAAAAAAAAAAAAAAAAAAAAAAAAAAAAAAAAAAAAAAAAAAAAAAAAAAAAAAAAAAAAABC1Pp4/UdQkeD+ROAE9Anq8FP7Vfr7v9fRqd1hft8cRDPRRPeD7+frn8cPl/vp8N5z9mdSjvH/x934TkkivxXoNWvID/wCadtDni3YA1MYuI8kVCviEyx5u/UBfOChW782iC2ZJmCHwxMBETBOwJIWxAEUoRXA2QdABaJAl9BXBVBPTLJBFAc8Fm/FUAVYBfy6qkZEgTBbtCUYlxV4ilsYga7sGBDCkV64RN03ViZgJOg0IVO/5/LZc4icNgIQYfHNFoEZ90BOQEf3DlE4yZWCHtCQTBxzKRHJ0icg3wEiQJ5JEo7enVXiikTzOwW+35xM+zRZonarybiG1cJcK1gVpcBtiY+3kSd4SDqy24c2Gzh6xOPfwcpXwoawmO3KBno4qc0H6ViZ6bfl1+IwWcAWSh8Z8MlW6JeJp5LbLcu5h0+oS6Qq9rRoMlom9Xva04o9y+jKJuW7tWMExgYUKTL/HzCau3Ik6/aLhMd2zg3YccCZQM3WdwSN/mE7IJky6BLRPexCVaSO574kHN6xMQnpEgT/BNwEvBMN3suMemDqASwTV9HD9dNJSJbUK62YEvEkTMpQCXUAndmoSoSxSGuiv0vBs5xPZAlLhE3i3/RPXiyGoJBiagTGJR84CViXgkCU3ifIJAnwZsZBHNmE4gT6gM4HKJMR8UhxsOjv/YKKq9gA=
20252 | B1-TCS-1301C-I6012 | 1- C5XFE-R /ST/ | 10 x 2 x 1.0 mm² | 200 | B1-TCS-1301C-XA10 | TPS I/O and marshaling cabinet | B1 | 002 | 002 | B1JBA-1310-U17 | Junction box FI | B1 |  | DSPW/SUPP.FI | -I6012 | 1- C5XFE-R /ST/ 10 x 2 x 1.0 | LOCAL Base Objects¦Cable¦A30¦Z20¦0510 |  |  | B1-TE-13091A | -U17 |  | -XA10 |  | 2024-07-12 / Panek, P. |  | @@UU@@C@@AA/sAArXUQpjGMY5jmOcyDHMc6EIOpCUoQlB0pQdQEJSpCUoQhQEAQoCkKApQAKUkAAAABSlAUBSlJUlKgJQhSlIApSUAOoAFKApSlIUACVJQlKgAAAAAAAAAAAAAAAAAAAAAAAAAAAAAAAAAAAAUAAAAAAAFAAAAAAAAAAAAAAAAAAAAAAAAAAAAAAAAAAAAAAAAAAAAAAAAAAAAAAAAAAAAAAAABCx/Hx9hqEjy/yJvgnpE7PLP+1H68H9fFj8bC/T+MRDLoml84fXz9f2zV/n/fT5rznzyxzZD//o+r7J8ciKvPlQaqZAP/AJt9xDni3aAx2C4T8ooFfOJkjq8lAF8sEyt3oZoLZSJSgh80SgIiUEtoSSWoROhFMDVB0AFokCXzFMFEEumTIgiYKd6J4AnqF+7VQjISBOi3cEmrw0RThKGdiBnW7BJCtIor2AlNdKm6EM+YCY6DOhS6bdiq5sJV1AhBX98prgI19ACcQI/uHGJwkpLBDuiQSg4ZSSI4vwE4hvgJCQJ0yEm07esvficT0O0W7fUJr9U1WzLdpxd1DVcJcK0gUpcBoEs38SS9wSDVktry11eDrE49ODkKfdQzCWW5AJeGa+D9KBM3B79e/teKvBPCEPLZHJOUbwmQTcx21bG7g7fYJrSDPfeWaLRN7ezYdHeyzXiV9rRdTiBMQFAlN/8fAJ3IEoybOgmuEsu7dfehxQE8DkAzdZwiRp7ontgmK/ZEsE4MIlG4R4vCJBzesTCJ6hIE/wTdBLwSu72XFm5BqASoTW9Pg+WecnEtoFc2UEvEkJlUmBLpgTxyoEoEqUhpmp9T3+1rieyBJ2sTSW/6J68OIxiQYWgEsEm+EBKRLwSBJ7xOUSBOPLYQRzZROAE+QDXA5BJRHLzB7zDn8nzCiqvtA=
20253 | B1-TCS-1301C-I6013 | 1- C5XFE-R /ST/ | 10 x 2 x 1.0 mm² | 200 | B1-TCS-1301C-XA10 | TPS I/O and marshaling cabinet | B1 | 001 | 001 | B1JBA-1310-U29 | Junction box FI | B1 |  | DSPW/SUPP.FI | -I6013 | 1- C5XFE-R /ST/ 10 x 2 x 1.0 | LOCAL Base Objects¦Cable¦A30¦Z20¦0510 |  |  | B1-TE-13065 | -U29 |  | -XA10 |  | 2024-07-12 / Panek, P. |  | @@UU@@C@@AA/sAArWSQpTGMc5jmOcxzHMc6EoSlCEqQhCFJQhCEJUhKkpQhClKUAClJApKgAAhQAAAACVKUBSlAQlSgJQhSlIApSUAQlQFKApSlIUACVJQlKgAAAAAAAAAAAAAAAAAAAAAAAAAAAAAAAAAAAAUAAAAAAAFAAAAAAAAAAAAAAAAAAAAAAAAAAAAAAAAAAAAAAAAAAAAAAAAAAAAAAAAAAAAAAAABCyePh6zpEjy/yJvAnpE6/LR+1P69/+vkycbC/T+MRDLmnLyB9fL1S5K/z/vn+285e1LJP5z//o+r7KMkiMHmzoODTkA/8AmtsIcsZdUC2wXEflFIr5hL46OSkC+WGat3nZwWykSlBDoiUBESglqCSS1CKEIqgcEHMAWiQJfMqgpglzyZEETCraiiAKMAv3dNIyEhA5rdYSddNZNqYgcURdhkhWkU9kIkBdKyoS7OBBzGmhU7ez3cFzYSrwAhBX98p5QI0u6AnACP7hwieElJYIdkSCUHhlJIjg/ATgG+AkJAnPISe5qZV34oE87qFvc6BNLong05a9WPZQ6bhLhWoCpLgNkSzexpLcEg6c1teevaw7/UJPbw7hV3kNAlluYCW/O+D0UiaPBq+D3P092vCJvh8J78yjJuCZxNjiuw9var1+sTLINXt7e2Y7RN3drqvlPdvnmE2raMQJiA10LM38fEJ7cCXdnaLhLLrDVr3IccBRA5gNE+o4hI3vEJ2gTJfpiZROCwSn2iOLhEg8XrExCeoSBP8E2AS8Eru9lxZrQegBMAmX097jooKBLaRXRnBLxJCZ1Jgl0wT5pUiUiYFIap1ep3tXSE9kCUNYm2W/6J68WMyCQYmkEsEn8oCVCXgkCUXifGJAnBnsII8ecTvgnGBpAe8JKI+BOFh0+TyCiqvY
20254 | B1-TCS-1301C-I6014 | 1- C5XFE-R /ST/ | 5 x 2 x 1.0 mm² | 200 | B1-TCS-1301C-XA10 | TPS I/O and marshaling cabinet | B1 | 001 | 001 | B1JBAY-1303-U02 | Junction box FI | B1 |  | DSPW/SUPP.FI | -I6014 | 1- C5XFE-R /ST/ 5 x 2 x 1.0 | LOCAL Base Objects¦Cable¦A30¦Z20¦0505 |  |  | B1-TT-13931 | -U02 |  | -XA10 |  | 2024-07-17 / Panek, P. |  | @@UU@@C@@AA/sAArWSQpTGMY5jnQc6DHOcyEISlB0pUhCEoQhKUoUdQEqUc51KABAFKUpSkgAlQFAAAClAUkCVAUhQFKSgCVJUgCFJQkAEqApSlIUACVJQlKgAAAAAAAAAAAAAAAAAAAAAAAAAAAAAAAAAAAAUAAAAAAAFAAAAAAAAAAAAAAAAAAAAAAAAAAAAAAAAAAAAAAAAAAAAAAAAAAAAAAAAAAAAAAAABCw/Po6joEjk/kTvAnqE6uSj9qfT739fN4PC66/b+cfVDPl5pfYH3cvTyTwV/35vwuPJtywz8R//i8d1EGE8f5XINfYkA/8Am720Lot2wMWMW+c0Uiv4iZY/XkpXLK9MW3nZweWUiUoIbolAREoJWiSTERC0ISqhlDXBygGISBJFEFEEuf9JsyCKAq7sUQtYvk6KAkJCh3r+6JO9TeJtUQBVK23AJfSinZCmdNcFs+5Nb9QmPFcBI3DroWNlN5vkq6QQw3vLRz2gVbG+AmkEf3DUJoIWTDuiQSg0SkkRp8wmkboCQkCc0hJ8OIDPMTG62TbzecTY886b0S9yqveQ6NcTXFagKkxAbomCzPr4Uo4RINyiqyWSyvi6RNHBZ8JVxIXCa2LGBLPOjJI9FQl2bh2fdoz3qxKg7/xHv6quATKJuaKexv15dzqEtkGba3zBhE2tF+yOC2donbw0WAlgHaQ4cf8cYm9AmbHtWiYLdvTrdmcsHchxQHpgbgNnpNQkcXyiZgS3Y2xMgmi+JTukatIkHyewS+J6xIE/wTfBMgJZb7bTBvQegBKxNf1Z/DRQUCYqRW7KCZBJCZVJglswT6ZUiUiVqQ1Tq9bnzbAntgShsE7pi/0T2X9YwiQX2kEwCT8ACVCZASBKMgnxiQJqy4CCPoyid8E4wNgDjElEaPgDUw9f7/rFFVesA==
20255 | B1-TCS-1301C-I6015 | 1- C5XFE-R /ST/ | 5 x 2 x 1.0 mm² | 200 | B1-TCS-1301C-XA10 | TPS I/O and marshaling cabinet | B1 | 001 | 001 | B1JBAY-1303-U12 | Junction box FI | B1 |  | DSPW/SUPP.FI | -I6015 | 1- C5XFE-R /ST/ 5 x 2 x 1.0 | LOCAL Base Objects¦Cable¦A30¦Z20¦0505 |  |  | B1-TT-13910 | -U12 |  | -XA10 |  | 2024-07-17 / Panek, P. |  | @@UU@@C@@AA/sAArVSQpimMZBjnQc5zHOc50oQlB0gQhCFIAdKEISdQFAUc6EKUoCgIUpQEqAlQFAAAClASBSlAShQEqUhSVIAgCUpQlQFKApSlIUACVJQlKgAAAAAAAAAAAAAAAAAAAAAAAAAAAAAAAAAAAAUAAAAAAAFAAAAAAAAAAAAAAAAAAAAAAAAAAAAAAAAAAAAAAAAAAAAAAAAAAAAAAAAAAAAAAAABCvfNp7DqEjm/kThBPUJ2c0/2p/X3f6+XweFwL4vzj6YaOfpl9Yfdz9fNRdr/vo+/IfjtSvUYj//F9uScF4+z8MiDXsyAf+ATc3kMkW7QF/CLcOmKRXyCY48/jpXHLWoFt8zRB5ZSJSghyRKAiJQStEkN9CaEqoZQ1wc4BfEgSROCcEuiTIgigKc8ThahfJ1TCQkKGbbElXOsoaYgCMGC4JYk8oTlPBLz2TsioS2nGBImv5GwhY96vDrSuuuUXKwQps8s/NaBVl3wE1Aj+4cYmkhZMO6JBKDTKSRGroE1DkgJCQJ0yEoz3wNFAmF18Wz3fQJl9FFOtEtuqveQ6sAmAVqAqS+BuiXbNGC8k84kG5OqyWKyvi6xNOfPc5CviQyiXsGICWiieOR6ahMvDw3zv6NasTvh+nwnJ79XAJkE3tVW1nr3ewTBIO7s5+5F28Jw7lNh3rZWib96dgJYBuIcGH+PjE34EzYdi0S7b7mbX+CUrvBDfgNuByAdvrOQSOL5BMwJbl2hMQmq4JTukcnGJBy+wS4J6xIE/wTfBMQJZb7bS7vQekBKxMHq0eGcyYl+kVyYwTEJITGpQCW0An0SpEpErUhqoq9bozZRPbAk2wTgL/+iey5rl4SC40gl0Sj5wEqExAkCTxCcokCceO6QR4MYnvAnxAZQOUSURpgONh2PH9Qoqr2g==
20256 | B1-TCS-1301C-I6016 | 1- C5XFE-R /ST/ | 5 x 2 x 1.0 mm² | 200 | B1-TCS-1301C-XA10 | TPS I/O and marshaling cabinet | B1 | 001 | 001 | B1JBAY-1303-U22 | Junction box FI | B1 |  | DSPW/SUPP.FI | -I6016 | 1- C5XFE-R /ST/ 5 x 2 x 1.0 | LOCAL Base Objects¦Cable¦A30¦Z20¦0505 |  |  | B1-TT-13908 | -U22 |  | -XA10 |  | 2024-07-17 / Panek, P. |  | @@UU@@C@@AA/sAArTUQpimMY5zHQc5zJMc50AOlKEpSlCFISdCkIAdKlKAdCDpABSkgSlQEqAlIFAAAClAUpIFAShQEqUgCVIAgCUpQkAEqApSlIUACVJQlKgAAAAAAAAAAAAAAAAAAAAAAAAAAAAAAAAAAAAUAAAAAAAFAAAAAAAAAAAAAAAAAAAAAAAAAAAAAAAAAAAAAAAAAAAAAAAAAAAAAAAAAAAAAAAABCw/Vq6TnEjj/kTfBPaJ08c/2p9nc/rweHxONfv/WPsho5OaX3B+PJ0cdGCv++X8sp+nWlho8h//4SyRBsHk/PIg1Z5AP/AJ2txDJGPqgYbRbDmikV8wl0eny0rkleoFt9DRB55SJSghyxKAiJQStEkOJCaEqoZQ1wcgBiEgSROCcEuWTIgigKdEThahfNzzCQkKG92RJVzrKGmIAjHjsEvpPME5TxyvTEx3AQVWcko2ULzomtdtjgKLKxH0wJFnnn6LQKs1e6AnCCP7hxCaiFkw7YkEoNUpJEcPKJwjlgJCQJzSEo0YwNNAlzbhyZ+x6hNn1UU34vUdeu9uIc9olorUBUmMDbE2L+m3Ek9AkGOdV+6i/XwdAmrt39ZVwIZRNjF1AJaaJ3SPXUJljBn3t/TeqE3/lh7pxU9sTIJ2tVOf47L3Y6RMUgu2d0wYRNGc+eL/0b11Fwm7inYCWAdlDau/j6RNyBNq7q2iYLepg7vXlg3ocUBP2SHKBs9BrEjg74m0CW5usJcJw2CU7ZGviEg7/vEsE9wkCf4JuglwJft+Fpg3IPWAlYmP29zxTmTExUiuXICXCSEyKUAltAJ45UiUiVqQ1UVe507WYT4QJNvifIYv9E99mwYRILGkEwCUfWAlQlwJAk7hO8JAmvJgII8OQT5gTxgZgO8JKI1eANbDn8v2iiqvxA=
20257 | B1-TCS-1301C-I6017 | 1- C5XFE-R /ST/ | 2 x 2 x 1.0 mm² | 10 | B1-TCS-1301C-XA10 | TPS I/O and marshaling cabinet | B1 | 001 | 001 | B1-TCS-1320-XTF | TCS SERVER CABINET | B1 |  | DSPW/SUPP.FI | -I6017 | 1- C5XFE-R /ST/ 2 x 2 x 1.0 | LOCAL Base Objects¦Cable¦A30¦Z20¦0502 |  |  |  | -XTF |  | -XA10 |  | 2024-06-14 / Harasta, T. |  | @@UU@@C@@AA/uAArSUQpjGMY5jHOc5zHMc50IQdB0pQA6AIQhKlJQlKEJSdIEpUBSgAApAFKUBQAAAoAAKUkCkIUlSgIShSkpUlSkpQAAFKApSlIUACVJQlKgAAAAAAAAAAAAAAAAAAAAAAAAAAAAAAAAAAAAUAAAAAAAFAAAAAAAAAAAAAAAAAAAAAAAAAAAAAAAAAAAAAAAAAAAAAAAAAAAAAAAAAAAAAAAABCw8mvrObpE8n8idsSUCesTr+79p/14v65D6DGseNejx81H1By9XR5JrPz/vRfuPPsyw+X7D//r5eaeMURV5cyDVtSAf+ATc1KYtIGGwWs9EUCvOJkj0/bQsRigXO1wfjKRKUEP3xKAiJQS0iSHChOhKqBqg6ADCJAkiiCeCXP5pmYgicKe1E8AVC8/TOEhIUPwdQkqqqK5ThSttt9CxIozhG7NkmvVCUZNwCC42UKngsrirZkuNwE9QjlgSzVgtAnu9G8AmsEf3DWJrIWTDqEglB34SRGvzCaxzQEhIE/KQk3BjAkJiOGP0w6tUwmaVUGne9NOneU9VVolorWBUvGBviYO7g3FmxCQTZIx19PF7+fBxXuoSnh+DZ8NvdQ0CY7bs4HHsTHw7VAkbncw6vFTp3bJhO4UQRXt0b4mYTd0U6MBVHWJhkHe2NrbLMAl1urab829kmyA3uPNbTOCXr4F3YE2+Cb+PiE1QJl0XCYLrteOvghwQJlAz9R4BI7XbE2wTFdoEtE71gmop198SPj9olgnsEgT/BNoEuBK7fdaX+zB6gEqEx+vh+aYmExTiubKCXCSEyqTAlswJ88qBKBKlIKafY8OnOJ7oEnLwm+f6J7a7C+JBW0Algk3IAlIlwJAmQTwiQJksIPkyCcIJ8oGUDiElEeLwBrYdjl+lUVV94A=
20258 | B1-TCS-1301C-I6018 | 1- C5XFE-R /ST/ | 5 x 2 x 1.0 mm² | 10 | B1-TCS-1301C-XD71 | TPS I/O and marshaling cabinet | B1 | 001 | 001 | B1-TCS-1320-XTF | TCS SERVER CABINET | B1 |  | DSPW/SUPP.FI | -I6018 | 1- C5XFE-R /ST/ 5 x 2 x 1.0 | LOCAL Base Objects¦Cable¦A30¦Z20¦0505 |  |  |  | -XTF |  | -XD71 |  | 2024-06-14 / Harasta, T. |  | @@UU@@C@@AA/uAArSUQpjGMY5jGOdBzHOdB0IQg6AIOk6UHQlCUoQpR0pSdQEqSBSVAApAAKUpQAAABQAKUkClIUlSlKShSkqSlSlJQoAFKApSlIUACVJQlKgAAAAAAAAAAAAAAAAAAAAAAAAAAAAAAAAAAAAUAAAAAAAFAAAAAAAAAAAAAAAAAAAAAAAAAAAAAAAAAAAAAAAAAAAAAAAAAAAAAAAAAAAAAAAABCwcuvqOboE8X8icYkoE9AnV9X7T/rq/rl+D4y5Y8K8/h5qPlD6Onn8U1n4/3mtyH4bksHjrP/+b5+aeCCnx5EGnckA/8AmfQpgzAX7BazzRQK/aJdH5/TQsRsQLstcH3ykSlBD9cSgIiUEswkhwIToSqgaoOcAwCQJIogngl5JMiCJgo7ETwBSL9nROEhIUOJziSqnrvThSvPddfQtSKcoRomxTWVCUYrc4Ei+baF54aNuxtv2RKioEJlr+63CBRi2fNpATWCP7hrE1kLJh0CQSg7sJIjX5BNY7UBISBPLISbsXASE2Dkj8sGjRMJllVBu6aNrgU89OETCK3gKl1AaRLfZ31lgEg8+LDX0auzlv6ukSjkt7W3LvXe0huiYaLseUCbt7U539ykSJav0zbXbs0WWCd/UEab1HEJlE4N6ne65VHUJgkHBuZt8svicV2nebZuHFNiBvdzZupnBL1oGPrCZ+Kb+PAJpgTJu58gmDJkw19mG/AmQDL0ntiRx74mYEwY90TCJ3LBOsU6+6JHveoSwT0iQJ/gm2CYwSu713Fu/B0AJUJh9HH8MxMJsTiuzkBMYkhMikwJdMCfFKgSgSpSCmn0vJvZRPXAk5eE4T/RPVXYWiQVtAJYJNygJSJjBIExCeASBMVhB7+ITkBPdAyAahJRHe9wNbDtc3yKiqvsA
20259 | B1-TCS-1301C-I6019 | 1- C5XFE-R /ST/ | 2 x 2 x 1.0 mm² | 100 | B1-TCS-1301C-XA10 | TPS I/O and marshaling cabinet | B1 | 002 | 002 | B1-JBAY-1341-X01 | JB HPH FI | B1 |  | DSPW/SUPP.FI | -I6019 | 1- C5XFE-R /ST/ 2 x 2 x 1.0 | LOCAL Base Objects¦Cable¦A30¦Z20¦0502 |  |  |  | -X01 |  | -XA10 |  | 2024-07-20 / Panek, P. |  | @@UU@@C@@AA/gAArMUQpTmMZBzGOc5zGMc50HQhKVIOlKEIUhKkqQpCUHSlQAKSACgJUBSlKApSVAABSgKAgClKQkClIUlQEgUBClJQkAEqApSlIUACVJQlKgAAAAAAAAAAAAAAAAAAAAAAAAAAAAAAAAAAAAUAAAAAAAFAAAAAAAAAAAAAAAAAAAAAAAAAAAAAAAAAAAAAAAAAAAAAAAAAAAAAAAAAAAAAAAABCx/F3uo6BPp8Pi/kThBPQJ1eL9sHn4/6+M8LavIv0fjyYPrD7Obp5Z89n9+TbzHNtSxz+0//k+6bZET5r0GWmQD/wCbnZQvjJ1gMWUWs/OKBXmEuj9eWhYqkrzsoNyUiUoIfviUBESglkEkOJDAhK+Bqg8YBjEgSRRBggls9ubMgiygObY4IphcIsfh0YAkJChn8Z2BJ7FVMTCgCy/EhWkUVpGOd06RLrgILTZQod/g26rWslSCFltcvbxb9wFVtK74CawR/cNYmshZMNwkEoOOUkiNf5Ca00QkhIE8khJ8Gm0CYnO7uOOfV+gmzOdUaNqmrdQ8uUTKK1AUrrA3d4TFxYll2hIPLflr7uevH0V9zpE9rh69F5HuoaRMl+gCJaJHm0UCW31VbnF7OxbZXOEO/7k4CW1OjeEvE1e9Tpq3NiOoTHZNO92NreMWQTPn0Fm9fK8TdyYMIJhXrRtobef+PgE1QJd57RLLbNNmHfhxQJcBm6TuiRwdoTaBMl+kS0TuViainXxiR4PUJWJ6RIE/wTsgl4Jht9dpZqg8wCVCZfRw/NMmJkwCufMCXiSEzKTBLZgnzyoEoEqUgpp9L2+voE9cCYDYE4z/RPVhrLBIMLQCViT+EBKRLwSBLhO+JAl1ZB4LhOIE+QDMBrElEe/8ocbDs8v1ACqvsA=
20260 | B1-TCS-1301C-I6020 | 1- C5XFE-R /ST/ | 5 x 2 x 1.0 mm² | 100 | B1-TCS-1301C-XA10 | TPS I/O and marshaling cabinet | B1 | 002 | 002 | B1-JBAY-1341-X01 | JB HPH FI | B1 |  | DSPW/SUPP.FI | -I6020 | 1- C5XFE-R /ST/ 5 x 2 x 1.0 | LOCAL Base Objects¦Cable¦A30¦Z20¦0505 |  |  |  | -X01 |  | -XA10 |  | 2024-07-20 / Panek, P. |  | @@UU@@C@@AA/gAArNSQpjGMY5jHOdBjnMg5zoOlCEpOhKEIQlCQIQpKTnQlAAKUpQFASpSgASpSVAABSgKAgClKSgAFISpQEgUBClJQkAEqApSlIUACVJQlKgAAAAAAAAAAAAAAAAAAAAAAAAAAAAAAAAAAAAUAAAAAAAFAAAAAAAAAAAAAAAAAAAAAAAAAAAAAAAAAAAAAAAAAAAAAAAAAAAAAAAAAAAAAAAABCw/L4es6RPq8nN/InECesTr5v2n9Wn+vm8fkca8q/T5uWf7A+3n6vLN0X/78+zkOfsywzQf/y/d988F8n57kGWeQD/wCaNxC6NbZAw4RbD84oFecTHH681CxVbXE6vQzwduUiUoIfwiUBESglaJIZkIqQgqgKoJfiAYRIEmKYKIJcMmRBFlQUMMea9wRVC1ixz9M4SEgTvdqNsSa9RIqzSUpAw3YUL6RRSkWzY5q6hMIGIxEZkKQ7uem81kqAQvd6vdtAo1t0BNQI/uGoTUQsmG0SCUGmUkiNX5Cak14SQkCeeQk2/ltAmE6HB3Oja/QSWWaqiXbz1T7aHotEtFagKV0gcm4Jg7+BZcAkHouts48lnTX4OoTf4dqjGR7yGwJhx5AIlkkemcTNf+LZm5M2Kmu8J8PEkZ594S4TRfos2qo6xMFkycmi3NcYNYTfp49glg3bpXCT9y2iwEsXYjZQq3sv8fGJogS71YxMGPBnv170OCBLgMnUeESO7wCdkE1rs4mITTYJtlPHqEjxe0SwT2CQJ/gm4CXAleL3Yi/og9ICVCW+vi+eYmE1pxXJrglwkhNdSYExTAn0SoEoEqUgpp9jw7WUT3QJOXhNJ/ontrsL4kFbQCWCTfIAlIlwJAmMT4BIEx2EHixid8E8YGuBxiSiPf8AmXy/WAKq9gA==
20261 | B1-TCS-1301C-I6021 | 1- C5XFE-R /ST/ | 2 x 2 x 1.0 mm² | 100 | B1-TCS-1301C-XA10 | TPS I/O and marshaling cabinet | B1 | 002 | 002 | B1-JBAY-1341-X01 | JB HPH FI | B1 |  | DSPW/SUPP.FI | -I6021 | 1- C5XFE-R /ST/ 2 x 2 x 1.0 | LOCAL Base Objects¦Cable¦A30¦Z20¦0502 |  |  |  | -X01 |  | -XA10 |  | 2024-07-20 / Panek, P. |  | @@UU@@C@@AA/gAArMUQhjnMY5zHOdBzmOc50IQhSFHSdKUIQhCUKSkCEIOhKVKAoClKApKgAAlSVAABSgJAkClKQkClHUkCkqUBKEqQlQFKApSlIUACVJQlKgAAAAAAAAAAAAAAAAAAAAAAAAAAAAAAAAAAAAUAAAAAAAFAAAAAAAAAAAAAAAAAAAAAAAAAAAAAAAAAAAAAAAAAAAAAAAAAAAAAAAAAAAAAAAABCwd7l6joE+jweP+RO0CekTq8f7Wv14/6+U8DiXxL8/3+K14Q+rV081Hmvf35drIatmcFHhP/j6/smL0ROrGgzsSA/8AmfroY41vbAv4Raz8otiuoSyPPzW1iqVfMzBnmSZgh+2JgIiYJ1hJGhCL6EGOAqg8gBgEgSSmC1BPDLJBFdpquTOq7vxchaxY+7otBIkCeQ0CTdW5VTFpGkDPgswIXkinXSMVGKikS4BgMRroTbefgvbVzE3iagQr4a93EBbxboCaQR/cNImkhZYcIkEwckykRp/ATSmSEkSBPxkSjfzYQKBOdv9jnz+cSc1FUaNmqqOuh+eETCK1AUryAd3dEv8V9Z7IkG/jw16ctfRd4ukTe4du3YR20NgTBZlAicsnotCa9OHk2P0zctl6sSz4O2kVW94TIJ1u7b2M9UdQmCUr97Rm3C9gE4O5tl7esmwTcw2roJdX3I6yG/l/j4hNyBOzj0TYJfsoL+zfr4IcEBTA4wMvSdwSOHgE2gTDk2RLBOSsTQU8ukSPj9YlYnqEgT/BOwCYwS7i9mIvaIPQAlQmH09rv0FAmtaFcuQExiSJkUoBMVAJ802xLYlSkFNPqfd28wnsgS0XBOM/0T13ay8JBdbYJWJR3gEpExgkCWCfCJAllZB8lgnECd8DIBpEmI9+Q42HNzfSAKq+0A=
20262 | B1-TCS-1301C-I6022 | 1- C5XFE-R /ST/ | 10 x 2 x 1.0 mm² | 200 | B1-TCS-1301C-XD71 | TPS I/O and marshaling cabinet | B1 | 002 | 002 | B1-JBAY-1341-X01 | JB HPH FI | B1 |  | DSPW/SUPP.FI | -I6022 | 1- C5XFE-R /ST/ 10 x 2 x 1.0 | LOCAL Base Objects¦Cable¦A30¦Z20¦0510 |  |  |  | -X01 |  | -XD71 |  | 2024-07-20 / Panek, P. |  | @@UU@@C@@AA/iAArPUQpjGMY5zHMc5kGMdCEHQk6EoQg6EJAhKUASlKEnOlKQKUoCgJUBSgKApSQKABSgKSoClKQkClIUkClJUBKUKQkAEqApSlIUACVJQlKgAAAAAAAAAAAAAAAAAAAAAAAAAAAAAAAAAAAAUAAAAAAAFAAAAAAAAAAAAAAAAAAAAAAAAAAAAAAAAAAAAAAAAAAAAAAAAAAAAAAAAAAAAAAAABCx/F3ek5xPo8Pj/kTsgnqE6fH+0/p7n9fHb4WF+vxREPz/jNP9QfZy9HJNX5v7/PqZTl2pY5rz//F9v3T45ET8uVBlRIB/4BNzQhfGTOBZaLWfpFAryiXRzclAEVSFt8zNBuSkSlBD98SgIiUErRJDMhGNCCmAqg8gBjEgSRTBPBLe4pmYgjFQHLg4YpgDCL+HPOEhIE8lkaBJsGS2KqyhGoDBQuO7IhYkVbIRrTWTUiboGEuMyEqHPNzZM+C5xEsAIV8WLWAnt4AE1Aj+4ahNRKSwQ5BIJQaZSSI1fkJqG+AkJAnlkJNw67aBMJ52zf8/V5hJS2KpbuZpq0IblolorUBSnGB3tAlm/isSbhEg/W+ivS69fPh7fY6BI78bdFxHaQ9G0Jkqv2AIm2JFM4mzt5pbO5XgqE97iiHan3xLhNzvZ6c1WPpExyCw7sbubfLMgl+naxcF8rhL7Z8IJhXZjOh1tf+PgE3t6Ql/puEsuszWYetDjgS8DX6/QahI6/YEzgluXqCXCceITQU6e4JHg9glYnrEgT/BOAEvBMOt7dYxaIPQAlQlvq7XyzEwmScV18oJeJITKpMCa0wJ80qBKBKlIKafW9nb2BPbAk5gE0n+iezDWYhIMLQCViTfCAlIl4JAlwnbEgS6sg8FwnGCfIBlA1CSiPd98NLDs8n0oCqvuA==
20263 | B1-TCS-1301C-I6023 | 1- C5XFE-R /ST/ | 10 x 2 x 1.0 mm² | 200 | B1-TCS-1301C-XD71 | TPS I/O and marshaling cabinet | B1 | 002 | 002 | B1-JBAY-1341-X01 | JB HPH FI | B1 |  | DSPW/SUPP.FI | -I6023 | 1- C5XFE-R /ST/ 10 x 2 x 1.0 | LOCAL Base Objects¦Cable¦A30¦Z20¦0510 |  |  |  | -X01 |  | -XD71 |  | 2024-07-20 / Panek, P. |  | @@UU@@C@@AA/iAArQUQpjHMY5zHOZBzmMc50HQgB0qOhBwKQg6kqQpCEKQg6QKUpSgKApKgAApSQKABSgKSkClKSgAFHUkAFKUpAEJQkAEqApSlIUACVJQlKgAAAAAAAAAAAAAAAAAAAAAAAAAAAAAAAAAAAAUAAAAAAAFAAAAAAAAAAAAAAAAAAAAAAAAAAAAAAAAAAAAAAAAAAAAAAAAAAAAAAAAAAAAAAAABCr7/P2nWJ9Xg6P5E4gT0CdvR+0/n5f6+bD4GF8XhiIfp/Gaf7A+3Z2eOarp/v8t3GbNyVc3hP/8X3ffPXIifZjQZbkgH/gE0aUMcYc4FeIWo/SLgrsEtjq6LgEUyFw9LNBolIlKCHLEoCIlBLCJIZkIrQgogKYPIAViQJIogngl3ZMiCKpw2U8MUQBdF/DrnCQkCeQ3hJUz0kyNwCvajBirQvpFPDthKlcVy9PRdEjQBSWGZCVD1dPlume9a4CV0EL/FfsAnxcACawR/cNYmslJYIdoSCUHPKSRGv8xNY2wEhIE/WQk2rI4QJhMzg09Xc8okpZaZaMzRTvoaMImEVpAoTlA72kTBx4ElqEg67cJVzOrLf1VcfYJ3qc8XLCPdQzCV2ZAIlyZZjzVUCZu7XyfBx03rok5S5on4BLBNGujLR3O0TBIL+OD2dvSX6xOHm3L/tWSsE38M94EvLuxnQ4Mn8fGJwb8hLdvz2iV213MF7ghrgS0DJ2GsSNXtiboJtW7gmIT3qhN4o5+YSPk9QlQnpEgT/BNIJaCXsXrxF/eg8wCUiYfRxfPMTCbU4rkxglokhMakwJimBPolcEuCUqQUUel9zPlE9cCTl0TlP9E9V6oviQXm4CVCTd8BKBLQSBLBPiEgSyog+WwTjBPhAxgcwkoj305GHL4/rQFVfY
20264 | B1-TCS-1301C-I6024 | 1- C5XFE-R /ST/ | 10 x 2 x 1.0 mm² | 200 | B1-TCS-1301C-XD71 | TPS I/O and marshaling cabinet | B1 | 002 | 002 | B1-JBAY-1341-X01 | JB HPH FI | B1 |  | DSPW/SUPP.FI | -I6024 | 1- C5XFE-R /ST/ 10 x 2 x 1.0 | LOCAL Base Objects¦Cable¦A30¦Z20¦0510 |  |  |  | -X01 |  | -XD71 |  | 2024-07-20 / Panek, P. |  | @@UU@@C@@AA/iAArPUQpjGMY5jHOc5zHOdCEIOg6EoOhSFIQg4EoUhKEIOhKkqAACgKApKgJApSQKABSgKUgClKSgAEoUkCkqUBKEKQoAEqApSlIUACVJQlKgAAAAAAAAAAAAAAAAAAAAAAAAAAAAAAAAAAAAUAAAAAAAFAAAAAAAAAAAAAAAAAAAAAAAAAAAAAAAAAAAAAAAAAAAAAAAAAAAAAAAAAAAAAAAABCv+Hl7TrE+nx8/8ie+CeoTt5/2n9PH/Xy4fGwvN9kRD9H4TT/WH29HZ5LJ/R/fn2Mh0ZZX5uY//m+7758EiJ+jIgyyyAf+ATPuIZIw7IF+0Ww/OKBXoExx1c9AEVSFw+hmgzykSlBD5YlAREoJYRJDMhF9CCmAqg8wBfEgSRTBPBLgkyIIsnDLVvxTAFwXy9c4SEgTzG2JKqeomRoAstuoVpFGqEYbYw0TTzrUJtASLTWQlQ9N7d0Zq5Ym8TXBGeBLvdu4gJ7ad0BNII/uGkTSSksEOESCUHJKSRGn8RNI5ICQkCflISbf1W0CYTpbb+507XUJKXFc15vd6nM03K9tD9J8YmMVrAqTSB4N4TDyX0lwCQaNS0s1q+u5x09gmN+Hh2qsRHEhriYMWoBEtSRsTia3Bs8N6jBckJb3iOEJ94TEJn79OrT3O0S9IOXNr+8WXhNGjYs3rZWibmCesErXNFPcQzZP4+ITbgTF6bRL1t7Zu17sN6BMYGTsO+JG/oEygmDHlEtE5LBM5Ty6RI+P2CWCesSBP8EzgmMErt9tpdzwfqAlQmH1cHzTEwmCcV1MgJjEkJkUmBLZgT55UCUCVKQU0+t7uzqie2BJy4JxH+ieyuwuiQVtAJYJN4QEpExgkCYhPgEgTFYQfJiE7wJ4gMgHIJKI8HiDjYdbyfUgKq+4
20265 | B1-TCS-1301C-I6025 | 1- C5XFE-R /ST/ | 2 x 2 x 1.0 mm² | 30 | B1-TCS-1301C-XA10 | TPS I/O and marshaling cabinet | B1 | 001 | 001 | B1-TCS-1311-X91 | BOX TPC/OPS | B1 |  | DSPW/SUPP.FI | -I6025 | 1- C5XFE-R /ST/ 2 x 2 x 1.0 | LOCAL Base Objects¦Cable¦A30¦Z20¦0502 |  |  |  | -X91 |  | -XA10 |  | 2024-07-20 / Panek, P. |  | @@UU@@C@@AA/gAArHSQpTHMdBjHOcxjmOc50IQdCEHQhKEISBSkgShCEIOpSlAABQEqABIAKUBIAAAAClASkCQKQpAFJShKgIApSVKQkAFJApSlIUACVJQlKgAAAAAAAAAAAAAAAAAAAAAAAAAAAAAAAAAAAAUAAAAAAAFAAAAAAAAAAAAAAAAAAAAAAAAAAAAAAAAAAAAAAAAAAAAAAAAAAAAAAAAAAAAAAAABCxeL5O06xPv/kTvgntE9Pb0ey9+3J/XiPGWrHlXp8hR9oeb0dnPOr8/76ujIaNmWL0eU//yeb7qLJFEvPmQZ7MgH/gE3bVLNoDDaLUflF4V84l2KX689Kx0SF9TXBvSkSlBDREoCIlBLbEkM0IxEELlkF+DpALBIEkUwUQS6pMiCJpe70UQtIv4ddAX5iSE2+9vCTqqpiaNKEsePChgSKdcIljljlFImkCSHSbKFM4NGxkv2NZKkEKtb02AUZt8BNQI/uGoTUQsmHGJEoiDlhJRzfiJzDkgJCQJ1SEnw5i0CYnqcPHtfoJF7NolO9uadFOtwT3hOu4S4VqAvryAauAS3jxYVn8QkHXmi9jwZ6+LsEz06PmxeBDXEwW5QOXLM66BNfDq2NWxfr3K6xL+SPXT4Ap4RMom7ZTVPEX7Zdolkg7tGeRmwYROHdobK9+yRNTBu4r1YJWBoElwXfx9AmmBLrRL9um7a1t+HBAYYG4CnsOUSOH2CbIJZdriYxOOsTcKeXkEjw+8SsT3CQJ/gndBMgJVj+GMwaYPWAl8S32/H9cyYllArmygmQSQmVSYJjmCeOV4S8JfUgpp9z39vOJ8IEoNYTiP9E99VZgEgqbwJWJP6QEpEyAkCXCfOJAl1ZB4bhOIE+oDKBxCSiPlgOZhz8/2ACqvcA=
20266 | B1-TCS-1301C-I6026 | 1- C5XFE-R /ST/ | 5 x 2 x 1.0 mm² | 30 | B1-TCS-1301C-XA41 | TPS I/O and marshaling cabinet | B1 | 001 | 001 | B1-TCS-1321-X31 | BOX OF VMS | B1 |  | DSPW/SUPP.FI | -I6026 | 1- C5XFE-R /ST/ 5 x 2 x 1.0 | LOCAL Base Objects¦Cable¦A30¦Z20¦0505 |  |  |  | -X31 |  | -XA41 |  | 2024-07-21 / Panek, P. |  | @@UU@@C@@AA/eAArJUQpjGMYxjHQc5zGOc6UJOdCTpQhCkoQg4EpSBCUpQdSQIABKQKUpSgKUoCgAABQFAUBCgJUlSVKQhKlKSpSlJQkAFKApSlIUACVJQlKgAAAAAAAAAAAAAAAAAAAAAAAAAAAAAAAAAAAAUAAAAAAAFAAAAAAAAAAAAAAAAAAAAAAAAAAAAAAAAAAAAAAAAAAAAAAAAAAAAAAAAAAAAAAAABCw/Br6TnE8f8ic3aBPSJ8/T9f7Ufr3f6+H4/lL1jk+yIh5pclH0B4uXosmy/l/f4eTMdbRLDzfSf/yS+qIMc0cuVBm0SAf+ATcxKYdoDBiFsPxigV5RLo8/joWPJIX82yDblIlKCGeJQERKCW0JIZkIdgyQsgqg8oBhEgSRTBPBLzXMzMQROFdXBFELWL9vPOEhIE1bYkqp6rZ0aUJrrthC1Ip6gRK6V9dQnV0gXtXllGdCyaDVqmWq1rJUghXR92MCfJ2AE1gj+4axNZCyYdIkSiIO9CSji+8TiHJASEgTzSEm4M2MCYT9HY2vOJE+WJdefZ3t0TnxCYhWoCpO4BW7gmDd3vRQk+oSDeyXYMtuDtb/QJrloizv4u2h1RMNN2YDFI9Ewmzbd3CjhqqEsc3Hnjv9sJ+GivfEzCbmuwm0U57ekS6QTZ+wW2CcGTRZvY5e3cpoxUWNoJAGkTfyfx4BN2BLyv3LhJXX6a9+HBAWEDeBT0GsSNW2JnBMN2yJjE7tonXKeLvCR4fWJaJ6hIE/wTcBMgJZd7LjBpg5wEqEx+ns/FMTCYpxXNlBMgkhMqkwJdMCfJKgSgSpSCmn1PZ63UE9kCTlYnCf6J67LTAJBY0Alok3vgJSJkBIEvE4xIEvtIPevE4AT3QMoHgElEcfhDWw7Pi+ZVFV9o=
20267 | B1-TCS-1301C-I6027 | 1- C5XFE-R /ST/ | 10 x 2 x 1.0 mm² | 30 | B1-TCS-1301C-XA41 | TPS I/O and marshaling cabinet | B1 | 001 | 001 | B1-TCS-1321-X32 | BOX OF VMS | B1 |  | DSPW/SUPP.FI | -I6027 | 1- C5XFE-R /ST/ 10 x 2 x 1.0 | LOCAL Base Objects¦Cable¦A30¦Z20¦0510 |  |  |  | -X32 |  | -XA41 |  | 2024-07-21 / Panek, P. |  | @@UU@@C@@AA/gAArKUQpTHMc5jHOc5jHMdB0oQdJ0AUg6koUcCEnAkCUpQdSlJApSgJSpSQAApSgAAAClAUpIFJSlSVKQhSVKSpSlJQlQFKApSlIUACVJQlKgAAAAAAAAAAAAAAAAAAAAAAAAAAAAAAAAAAAAUAAAAAAAFAAAAAAAAAAAAAAAAAAAAAAAAAAAAAAAAAAAAAAAAAAAAAAAAAAAAAAAAAAAAAAAABCx/Dt6DmE8P8icuwE84nzdH1fte/Xsf13bPkIWO99cRDyy7175w7/Jz3V0fj/f3+LMdPelj5fpP/+jv+CiyRRLk3EGeiQD/wCcFimTSBisFqPwi8K8gmWPL4bwEeKQv5NUHBKRKUENESgIiUEtIkhmhDdjQkF+D7QDGJAkimCiCXktZsyCKAwX9cXoAwC/ZzUBISBPHwCSv0X66EaUJ224kK0inOEStleE3d8C08ZvIUzg4uKdUX4XIzJ0ghgvasgFGXqAJtBH9w2ibSUlgh0iRKIg7MJKOP7hOMboCQkCeSQk9e5YBMT83F0/KJFGaJb9HFu8OoTmsEsFcAGBOuBgdQmL2OGhJ6xIOG6yvNVXs5xOPe9vHsQziYcVlwHVyTOadAmfzblV2brV1VCQ5+1L9Je51n2tU51axN0TVfpJ6ad3H0CWyCejqFdQmu7TVw2S0WqZt6ymtwgkAaBPZzfx74mqBLsFokWz7kXRpwa4cMCZQKec2iRxahNAJkt6QlonYrE9cp4+yJHb9IlYnoEgT/BNQJcCVW+q0w78HmAS+JZ59nxTJiZKBXczAlwkhMykwS2YJ8crwl4S+pBTT6HZpzieqBKDAJ1z/RPTVWYRIKm8CViT+ABKRLgSBMonuiQJlrIO5lE6oJ2wMwHvCSiO13Q2sPS8HygCqvrA
20268 | B1-TCS-1301C-I6028 | 1- C5XFE-R /ST/ | 5 x 2 x 1.0 mm² | 30 | B1-TCS-1301C-XA41 | TPS I/O and marshaling cabinet | B1 | 001 | 001 | B1-TCS-1321-X33 | BOX OF VMS | B1 |  | DSPW/SUPP.FI | -I6028 | 1- C5XFE-R /ST/ 5 x 2 x 1.0 | LOCAL Base Objects¦Cable¦A30¦Z20¦0505 |  |  |  | -X33 |  | -XA41 |  | 2024-07-21 / Panek, P. |  | @@UU@@C@@AA/eAArKSQpTHMYxzHQc5jHOc6EIShCEJQhCVHSg6FIAgCkKQcCkqSgAAKQpSgAUpSgAAAClAUpIFKSlSVKQhKlKSpSlJQlQFKApSlIUACVJQlKgAAAAAAAAAAAAAAAAAAAAAAAAAAAAAAAAAAAAUAAAAAAAFAAAAAAAAAAAAAAAAAAAAAAAAAAAAAAAAAAAAAAAAAAAAAAAAAAAAAAAAAAAAAAAABCw+9p6zpE8P8idHCCecT5ev6v2vfrx/17/wfGY1jv/XEQ9Eu/e+YPp5+q/lo/H+/v8WY2tiWHowH//P9Hgogicc+VBnsSAf+ATdxKYdkDBiFvn4ReFecS6PL4byx4pC/k34NyUiUoIaIlAREoJbIkhmhDkwoSCqDxgGESBJFMFEEvJczZkEUBXVvxehaxfs6aAkJAmjcElVRVZQjShO67UQsSKeLWCU8cqK6hOz2gMZ4zYQrJxwcFN9wUxETpBCa1x9toFGTOAmkEf3DSJpIWTDtiRKIg5ISUafuE0jkgJCQJ5JCT0ZrQJifm6mz5RIoyxLtUa2feE6cQmIVqAqTjArd0TBvZ6EnviQetjtsx5LMHD1Cadfu4uFDWE1LsoFuGZ00Cavr8vF5q5V1CUuty/pHeo4p+xIK98TMJ2+7fJ7FlWbD1iXSC9Rr9wwWCaKTNf37ZZ7lO3ivX2wEgDbE0ZP49wTegTHXaJFt1Bs1dyGyBLgKaeo0iRo3RNcEw26olonHgE2ynk9kSOb0iWCegSBP8E3ATICX7vVcYNqDzAJUJb5+D4ZkxMVArmygmQSQmVSYJdME+KV4S8JUpBTT6Hg2tUT1QJQVicR/onpv2GASC+3gSwSfugJSJkBIExid4SBMdhBzYxM4JzAZQOUSUR7XthyMOt4PkVRVew
20269 | B1-TCS-1311-I6001 | 1- C5XFE-R /ST/ | 2 x 2 x 1.0 mm² | 100 | B1-TCS-1311-X13 | BOX TPC/OPS | B1 | 001 | 001 | B1-PSH-13902A-B01 | PRESS.1 STEAM STG OUTLET-L |  |  | DSPW/SUPP.FI | -I6001 | 1- C5XFE-R /ST/ 2 x 2 x 1.0 | LOCAL Base Objects¦Cable¦A30¦Z20¦0502 |  |  | B1-PSH-13902A-B01 | -B01 |  | -X13 |  | 2024-07-20 / Panek, P. |  | @@UU@@C@@AA8cAAo4UQhjHOYxjIOdBzGOZB0IQBB0oUhCUoQACkKShSEoQgCVAQAAFJSBQAKUBQAAABKQKApSVKUoCUpUpCAJQoClKSgAAKAoCkJUACFJQlKgAAAAAAAAAAAAAAAAAAAAAAAAAAAAAAAAAAAAUAAAAAAAFAAAAAAAAAAAAAAAAAAAAAAAAAAAAAAAAAAAAAAAAAAAAAAAAAAAAAAAAAAAAAAAABCy/Py9p6xP6E8nAJzfbInYJz9tHydfjPpNVY+tfKemnyB9ns8/3UdNv92ffcenonL6Nnzf/PmomMkTOGCDRokB/4AOjKh+cauyB05bhdQx+qahX8hOiP1/HEsVyrazBfMkzBqEvniiKFhmKIJ0iSIYRohrg6egDMhAkUFkGKCYYIIlyUTEU70UQuMWPR+1IVoUCTz79gG6JSBbZVFCVIZ79RLBMWukThOITOc5uoUtGvOjK1k0As1dFWGKOEAOUEf4DlE5SFlh3RImIg64SY4/UJyJfCSJAn6SJRvZy64CkTvPHq7PEh+849uJ27e9G4hVmEzCtq8QG4JqcNizviQfLdky23ck4ZPj9glePi8PfQ0CW5vBdhQc19ehDJk6uHLhdtRksQ09zN1T1eCrhTfE+ES/Ywju1bmPYntEwlMKdGtXThVltE5cIpxTM5tO9divEtmvu36mQrgEnfA3ELCvPj2v5+YTRuyJVXrTnEsv06Md1u/DswJTi6zkE3hMoJsCZBKhNs4+ITxe4TQJ7RIE/wTdBNUE183vzGnL6wAqE7LjsEy8ArnBLxOYTBSgEkE+q/EJiEqUgx+3v7WgT3wJSVCdw/0T3WFokFZSCWCeMAMwmcEgS8TmEgS+0g8V4nACfEIfREeGQ42HW/DyioCvwA==
20270 | B1-TCS-1311-I6002 | 1- C5XFE-R /ST/ | 2 x 2 x 1.0 mm² | 100 | B1-TCS-1311-X13 | BOX TPC/OPS | B1 | 001 | 001 | B1-PSH-13902B-B01 | PRESS.2 STEAM STG OUTLET-L |  |  | DSPW/SUPP.FI | -I6002 | 1- C5XFE-R /ST/ 2 x 2 x 1.0 | LOCAL Base Objects¦Cable¦A30¦Z20¦0502 |  |  | B1-PSH-13902B-B01 | -B01 |  | -X13 |  | 2024-07-20 / Panek, P. |  | @@UU@@C@@AA8cAAo5SQpjHMYxzHQZBzmOc50HOlCEIQc6EoQcCkJSlSVIQdSkgAhIFAUlIAAUpQAAABKVKApIEqUoCkJSpCFKQACVJQAAFKAoCkJUACFJQlKgAAAAAAAAAAAAAAAAAAAAAAAAAAAAAAAAAAAAUAAAAAAAFAAAAAAAAAAAAAAAAAAAAAAAAAAAAAAAAAAAAAAAAAAAAAAAAAAAAAAAAAAAAAAAABCs8mrsOkT+hPLwicnnkJ1ic3ZN8fVSfSWLH2r5j0z+UPu9v5eibor/u79+A9PPKzltl//2ef0XIsieV7EgzXJAP/ABz2IfnGvmA6LL4t4o/WVIr6hOePX+NxYq9Uyt5mgzykSlBDyxKLCGFlKaCW2JJTHGWBKoOYC+hAkSKoJ4JY5MiCJkn34nhaBY5f2nClCYSXNwXQNsSfFermKpSSpCFw26yViT5sySmxyoExHMaEJ3NwXMt9ukqAWrt0bE8d4AOMEf4DjE4yFkw7wkSiIOqElHyfoJxJbCSEgTokJNpxF8CYT1uSzNi8CHsmp3YluUcEaEKb4l8VrXwAZxL3DdWWkSDw4PZZr3s+qWSzu+0Sqjh8PfQ2BK8HFjkclGwh3+TPG7Xq3bb2WtDPov7Muniq2w0iaBO3Nl2Y36dFOCXYJikmKfbx1T4qdesTufLji5REYNOCe0Su7Nv23tYqgEluAbSF0w3Nn+fnEyb0hKcWESrBtZLkZMFemHNAXIGiXUahP3EmBMomsJQJuGriE+j3iZBPcJAn+CbwJrgmxf+F82rOkAKROvAdYlndFcIJaJ4hMSkwJIE+u24JcEpUgo93e2cgnwgScpE0H+ie+6ViQVE4JdE8gAXxMIJAloniEgS2sg8donCCfEIfVEfN4w42HJ+HmFQFe0
20271 | B1-TCS-1311-I6003 | 1- C5XFE-R /ST/ | 2 x 2 x 1.0 mm² | 100 | B1-TCS-1311-X13 | BOX TPC/OPS | B1 | 001 | 001 | B1-PSH-13902C-B01 | PRESS.3 STEAM STG OUTLET-L |  |  | DSPW/SUPP.FI | -I6003 | 1- C5XFE-R /ST/ 2 x 2 x 1.0 | LOCAL Base Objects¦Cable¦A30¦Z20¦0502 |  |  | B1-PSH-13902C-B01 | -B01 |  | -X13 |  | 2024-07-20 / Panek, P. |  | @@UU@@C@@AA8cAAo9UQhjHOYxzIOc5znQY5znQo6FIUg6EqQhCkqQhKUoQlKVAUpKQKApKgAUBQAAABKVKApIEqUBSkJAhCUqQACVKQAAFKAoCkJUACFJQlKgAAAAAAAAAAAAAAAAAAAAAAAAAAAAAAAAAAAAUAAAAAAAFAAAAAAAAAAAAAAAAAAAAAAAAAAAAAAAAAAAAAAAAAAAAAAAAAAAAAAAAAAAAAAAABCweLu9Z0Cf0J4+yJ4PLInUJzddHa6fpPrMKx9y+Q89PjD7/X+fmo57P7vfhjPP6Jwcmx9v/x5fNTGCKZ5MqDRokB/4APRhQ5YxaQOfDkF1i7+k1CvKJhj1flcWK5VsZg25kmYIcsTAXyZlaJKNkSULYzQDXBzAYUIEiSuCmCYYIIl5YKfii5C3RY5P1pCtCgSdHNu2AahLmtZXFCVIV20FuvgTWEpu6EkCjLNN0SLTmNSFx0TTn042woqBa9FWemOAAOMEf4DjE4yFlh1CRMRB0wkx3PSJxJkhJEgTnkSjdtMQFAnqeLBp7aH7Td24nPtxvRuIVYhMQrYvbA2xNbcvLO+JB8uO/gs2+Oct/f9Yld3e7/AhRmEsxdy2T5qsyHDn7XFw7HDtW37EPh1bOPoo6Mde+JqE04Uz+/HYq3KsM9YlspbT8GWum2rDYJ3bYpuZ5nHu46cgllVHYya18rgEnfA1IXjXuaf58ImbckSq3XErx7NOGveh2IDPA3Ok7wn7iaQTQJfEuibR3uMT6PaJmE9gkCf4JuAmEEz4vdiNnB0ABUJ1YzqEwfIK64JkE8IlqlAJIJ9mS4JcEqUgu+zg05hPdAlJUJtH+ie28WCQVlIJeE+oAMQmuCQJkE8AkCZLCDxZBOyCfGIfPEd9OJhy/j5BUBX3gA==
20272 | B1-TE-13011-501 | Part of sensor | 4 x 0.22 mm² | 20 | B1JBA-1301-X01 | Generator JB | B1 | 001 | 001 | B1-TE-13011-B01 | TEMP.STATOR WINDING PHASE U - A |  |  | DSPW/SKID | -501 | Teflon 4 x 0.22 | LOCAL Base Objects¦Cable¦A30¦Z30¦0012 |  |  | B1-TE-13011-B01 | -B01 |  | -X01 |  | 2024-06-18 / Panek, P. |  | @@UU@@C@@ABACAAsEUQpjGOcxjHOc5jnMc5znQk6EIShKVIQhQEIAhSEIQhSUKQAAEqSBSUgABIAAABIEAUpQFJSlSlIAACUKSgCFJSkAAAUBQFISkCkqOlSgAAAAAAAAAAAAAAAAAAAAAAAAAAAAAAAAAAAAUAAAAAAAFAAAAAAAAAAAAAAAAAAAAAAAAAAAAAAAAAAAAAAAAAAAAAAAAAAAAAAAAAAAAAAAABCwfb4PTq5faJ8P5E6OAE/oTo1dM/F2+TyvjX7/VCSp/SXQF/3+eiqfr+FXoxHolK/g82x/8vu/CUGEkWoMXJAP/AJo6sNqHXZhAwWC349cqBX81OyZcf445hbOzOBBegxSQkSlBD6YlAMRKCXcE/InnSEIEksFUBVB0gFkCQhIuQTwSQhggiTKIImJQs4u97J0ZCRSQBcA2BJAVdNyoxUNMQuHDWJeRoyhFM+aatC6J1YDcKHNrzylW1E1AFEIUQoXMU/69dGa7VvgJyAj+4cYnEQsmHvCQSgjtkko4uoTjHLASEgT1yEm3dzv2gTiZHubVmv2ftzoSmp1+TbnwXcQmIVrHZ4gIEvbN6+M2QSDg9mO1CyL9WW/f94k/037N69FWQS9w4aaQMdGt9dlw58umrd3/dNl38lc/KTRc1s8Rw3dsTKJZwB7tGvs0zahNqQVcmDNTkQwXBO7n05pfQBNo2tvczbstOTlwgl4Cy8hoqP48Il3Ih4JhPDsbVol29G9oqxQ4YW0CHP2nMJvCaQTQJgE8V0T5zm+oTxfITWE1CQJ/YnfBLATRx14/8xm1P7QEpE+OM+ImHjFcgJaJ9gmVSYEkCeW2gSgS6pBcNXDsZxNMCTmKkTdP9Err+UEhIKicErE8gCYhMgJClom+JAltZHjtE4QTgEeaI55ByMOXz+ZAAAPmA==
20273 | B1-TE-13011-510 | Part of sensor | 4 x 0.22 mm² | 20 | B1JBA-1301-X01 | Generator JB | B1 | 002 | 002 | B1-TE-13011-B01 | TEMP.STATOR WINDING PHASE U - A |  |  | DSPW/SKID | -510 | Teflon 4 x 0.22 | LOCAL Base Objects¦Cable¦A30¦Z30¦0012 |  |  | B1-TE-13011-B01 | -B01 |  | -X01 |  | 2024-06-18 / Panek, P. |  | @@UU@@C@@ABACAAsAUQpjGOcxjmMcxznMc6EIOdCDgQlKUHSBSEpAhSToSgCEKQAAFJAlKVAABSgAAACUAUpQAJQoCVIAACkKSgCFJSkCgAUBQFISkCkqQlSgAAAAAAAAAAAAAAAAAAAAAAAAAAAAAAAAAAAAUAAAAAAAFAAAAAAAAAAAAAAAAAAAAAAAAAAAAAAAAAAAAAAAAAAAAAAAAAAAAAAAAAAAAAAAABCw+bj/Ht4vaJ8P5E5uAE/oTm7eifX2fX9j51+/84SVP5S5gs9/poqn6vhVz4znlKzDHo//m+78KILScuQY7sgH/gEz9OLKh1Y8YFtotkeuVAr6lOuZcnpyTAGLr2gIK4MckJEpQQ7MSgGIlBLQJNMkIQDTAUwdABbAkISKIJ4JIQwQRJSUTEoX1FAvg9kwUMMCTCRIgC8BpElVRSYp2/ELX0W21iWI38wRgn2JrEL4nTad8odiaKmklOBPALRhm/Tqo2PCAnjBH9w4RNZCyYe4JBKCOySSjX0icI5YCQkCeuQk3f1d7GBOJkd/R3Me51/ryoSmq26vHqomtpyCZBWsdOsCBLKa4sGbKJBwezJchiizBmss94k/0WYvBXFWUSvxW00gZKM/04rxy5turRXte2q66uniJo92e9Gu/3hMwmPwuGMWjBpqn7RN2QYOK/ppyoYbwm7sZpagJtn9t7VsbktF3HhBKwLa0Nmo/jyCX7kOSYTk3N24S/XG/tVY4bYDyQ5QIdrsOMTfE3ATOJaJ5b4m8cfEJ5fkJoE7RIE/sTeBMQJn14Mn+ZDuz+4BKRPjkPiJbwiuUEuE+oTMpMCSBPtuoEoEvqQXjt8WnZE24EnMdInzn+iYMHygkJBUTgmATzgJjEygkKXCahIEuwEea4TWCcAjyRHLxCZuf0IAAB8w
20274 | B1-TE-13012-504 | Part of sensor | 4 x 0.22 mm² | 20 | B1JBA-1301-X01 | Generator JB | B1 | 001 | 001 | B1-TE-13012-B01 | TEMP.STATOR WINDING PHASE U - B |  |  | DSPW/SKID | -504 | Teflon 4 x 0.22 | LOCAL Base Objects¦Cable¦A30¦Z30¦0012 |  |  | B1-TE-13012-B01 | -B01 |  | -X01 |  | 2024-06-18 / Panek, P. |  | @@UU@@C@@ABACAAr+SQpjGOcxjHOcxjHOdCDoQdCUoQlKEpSkCUKUhCToQlSEISoAFKAlKUgApSgAABSkKAkAFKSlSVIAACkKSgCFJUgAFAUBQFISkCkqOlSgAAAAAAAAAAAAAAAAAAAAAAAAAAAAAAAAAAAAUAAAAAAAFAAAAAAAAAAAAAAAAAAAAAAAAAAAAAAAAAAAAAAAAAAAAAAAAAAAAAAAAAAAAAAAABCxeTh9Onw/qJ7v5E5N0E/oTk08s+jq830vlXz/lCSp/GXIGH2/fRVPz+6r0XEEYMNh//1/b554MRPtZEGUpAP/AJm5vVlQ57rQLLhcMeuVAr6lOiZcf3Y5hbejWAgwQXSQkSlBD6YlAMRKCWwJNMkIQDTD+BELVI5QC2BIQkXoJ4JIQwQRIJTEQs4u57J0ZCRfIA2RIqpopLaG/ELQBixSErRoyhFMcsUasgMCFInNiNooZatbSSnAngForm/OfLz/EAnACP7hviaCFkw9kSCUEdUklGjmE3xywEhIE9chJu72bgJhLXW2bM/c6P08SEp6s+3NwWX7hLhWsevoAgTBvVYRmsEg3fZjyIU2yw7urivHtEsomw27mCeVWUTB4LKqgMdGvx4Lx4tTYq4KcN63jiq/fJo6cxovbYmMSzp+M1INfr0+CjSJtSCvw7JVVlQxXhNrY1Jd4CqfNHF3O7q96WfJw2AmEC3ChrVH8fMJfyoccwmbZxiXq4/bta9V0NkBuQ5QIdbqOITcE7AJriWieO+JtnF8gnj+AmcTSJAn9idsEtBM+9Xj/zGdqfpASkT34z3iWb4rlBMgnziaikwJIE+rJQJQJfUgvGnR2MwmxAk5dSJ3z/RK6/hBISConBKxPMAlwmUEhTIJ3xIEyVkeXIJoBN4DyAQJxRHy/QHCw5vR9iAAAdY=
20275 | B1-TE-13013-502 | Part of sensor | 4 x 0.22 mm² | 20 | B1-TE-13013JB1 | TEMP.STATOR WINDING PHASE U - C |  | 002 | 002 | B1-TE-13013-B01 | TEMP.STATOR WINDING PHASE U - C |  |  | DSPW/SKID | -502 | Teflon 4 x 0.22 | LOCAL Base Objects¦Cable¦A30¦Z30¦0012 |  |  | B1-TE-13013-B01 | -B01 | B1-TE-13013JB1 | JB1 |  | 2024-06-18 / Panek, P. |  | @@UU@@C@@ABAoAAsUUQpjHOdBzoOY50HQhCFIQlKEoSoCEKUlSgJShCVJUlCQAUBQAJSpKgAAlQAAABKVKSACkqUlQEgSBIFJUlKlKQBQAKAoCkpUACVJSlKgAAAAAAAAAAAAAAAAAAAAAAAAAAAAAAAAAAAAUAAAAAAAFAAAAAAAAAAAAAAAAAAAAAAAAAAAAAAAAAAAAAAAAAAAAAAAAAAAAAAAAAAAAAAAAAjw7fY8L2ddzI/pHedQj1I7z2eJf1fR9Xcnbk78mR+N3dNf03/ddrfn/eXwaX3qz4c7u//3fs7+Kmh9rbhMeKwn/CN55NtHl2NIw2EmvX5LYkk8Mjz3SeDTZJh5t4UzU8doWWtSptVaiVVqW30Wi5FI3lMtWkqZaeJE0Isx0vpaFSlKsXLqkvSfJ+t6WRUMkocCKy0vyNNxjkqTKwwsjNEv2S4W1rbV3i14ayM74WKW4L8s1l2Ihj1sl2r4xHIRP4ONHGqS0qdBFLU9FRZXH40ciaqLIpHksi7h0CyPMeVvsN3lRWOuh1nxOlxZNCNCSeeTzdUUjPx67gkuzop1H6atlGmmf9m5hh6UaHV6bHtoy5Nxg2NoX4Vc+fZu09jNfn5ubTmy8surEzHysfCjnI18NXTblN5rXvYjfWMrfzZN1Fr0X89tNlbiF23XR+DZ4Vv33eTVytJGcbDBG415/PZRkbaOxcjcdDaRjzb9nZ3suxU0VJtCpu+hyo6SN8jdRoRjR0XX6yO17UbqPWikf4jiI0Ee/p92lwYcwjIj1bD1Iw6iSbJGpH0I2pFxFiPr1YkYkZJFMfr4+fuI91IvZEcT/Ue3KzIprLyMqO2I0o2SKRqR0kUjVmV9OpHIR0xyikdyqt2j5pU3Pw7xEA94
20276 | B1-TE-13013-507 | Part of sensor | 4 x 0.22 mm² | 20 | B1JBA-1301-X01 | Generator JB | B1 | 001 | 001 | B1-TE-13013-B01 | TEMP.STATOR WINDING PHASE U - C |  |  | DSPW/SKID | -507 | Teflon 4 x 0.22 | LOCAL Base Objects¦Cable¦A30¦Z30¦0012 |  |  | B1-TE-13013-B01 | -B01 |  | -X01 |  | 2024-06-18 / Panek, P. |  | @@UU@@C@@ABACAAr/UQpjHOYxjHOc5jnMc50ISdCEHSBKUoSlKkIUlCDoQgBwIUkAEAAlKVAABSgAAACkKSlQAKSgAEKUACUKSkCFJUkAFAUBQFISkCkqOlSgAAAAAAAAAAAAAAAAAAAAAAAAAAAAAAAAAAAAUAAAAAAAFAAAAAAAAAAAAAAAAAAAAAAAAAAAAAAAAAAAAAAAAAAAAAAAAAAAAAAAAAAAAAAAABCweXV0a+T9RPh/InP4gT+hOfX+M+ns+r63zL6PVCSp6Zc4X/f+Fyqf2fCr04jolK/g8/n//7pffPBhJ/RkQZd2QD/wCZ+rpzIezHiAsxi349crgr0qdcy29GOYWzrzgQXoMUkJEpQQ5YlAMRKCW2JNMkIQDTAUwdKH5AFkCQhMXYLkEkIYIIkEpiIWcX6PbOkhIQoIA0CRVPQWTt2IWrBgkJWjcyBMBKmWWatCgTqvmjwF1Jrma5OtbUTzAXYBaLs35z5N8BOMEf3DiE0kLJh7YkEoI7JJKNPUJxDbASEgT1yEm3e3YBMJ1h2tGHP1/p40JTU9qXc5Pnw04hMQreHb0gQJf4K8AzXhIPF7cdqFkX+XNgwe8TDw4MW/firKJf02U0gW3M+Ky6ePLtVZrM9NuSeujjuxPHu2Sfho7gmQSzlzYad8Nyq5rEySCvjp0cFWVDDQJmoyy74E1Wxs97dzd+We3kwgl8Cy8hsVH8cwlGRDVMJt26LRKL0c2zVihwwtoEOx+292GoTwibgJnEsE8lQneNXIJ5PkJtCaxIE/sTdBLATPw14/8xndn9wCUifHGfETDxCuQEtE5hMqkwJIE+y24JcEoUgumvTubAm1Ak5ipE3j/RK6/lBISConBKxPMAmITICQpaJvCQJbWR5bROIE4APpAgTliJcoamHN6ftQAAD5gA==
20277 | B1-TE-13021-502 | Part of sensor | 4 x 0.22 mm² | 20 | B1JBA-1301-X01 | Generator JB | B1 | 001 | 001 | B1-TE-13021-B01 | TEMP.STATOR WINDING PHASE V - A |  |  | DSPW/SKID | -502 | Teflon 4 x 0.22 | LOCAL Base Objects¦Cable¦A30¦Z30¦0012 |  |  | B1-TE-13021-B01 | -B01 |  | -X01 |  | 2024-06-18 / Panek, P. |  | @@UU@@C@@ABACAAr/SQpjGOc5jHOY5jHMc50HQg6EAUhKEKQlIFAQlCEIQhCAAUoClKUhKlAABSgAAACEqUkAEpUpClKAACUpQpSAJSkAFAUBQFISkCkqOlSgAAAAAAAAAAAAAAAAAAAAAAAAAAAAAAAAAAAAUAAAAAAAFAAAAAAAAAAAAAAAAAAAAAAAAAAAAAAAAAAAAAAAAAAAAAAAAAAAAAAAAAAAAAAAABCr8PP1auX1Ce3+RPF4AT+hPFq/Ofi7fq+t+lfHkhJYPxl0hi9nkopn/T20+W08spYq9P2//0/d46ILCcyoMTyAf+ATX81mVDrtsArtFxR6JUCvUp2TLk8mSYWz9dAEGGC2SEiUoIfwiUAxEoJaRJpleokhIpiZYaYPyALIEhCRegngkh1yZEETBK/QShbwu/6ZwkJFJAF4D4BJSgnvkkLYb0QsLjx4RKkZ/NnCVNGtNhQwCees75Q7k2ippJUATwC3r03onzb4CcgI/uHIJxkLJh7okEoI7ZJKOPzicg3QEhIE65CTd7e7toE4nYGvt2aeze9SEpsGxLd5a79olorUOzxgQJh4acQzZRIOD05LkLIxbeeuv2CY+Gu34sUU5hMXFZgwAXUbGOg+P5M+zT69bHQXZKr/MTRg1ibhvbglwlXFmxabMEmfUJtSCnk2drdqzIY74mxejPL4QJjNLc3c2KV6vRby1glQGPEhnpwn8fMJchzyE/bDp2swk2KPn0U5IbIXKBDb2nMJvCaQTQJWJ0XxNs5uQTo94muJqEgT+xN0EsBNHgqyf5kNuf1gJgE92Q9wmPgFcoJcJ8omZSYEkCfZdQJQJfUgvGrg2tYTTAk5bgE7x/olVXvgkJBSTglQnhAS0TKCQpcJ3xIEuqI6LhOEE3xHliOf6A5WHP9/SgAAHcA=
20278 | B1-TE-13021-511 | Part of sensor | 4 x 0.22 mm² | 20 | B1JBA-1301-X01 | Generator JB | B1 | 002 | 002 | B1-TE-13021-B01 | TEMP.STATOR WINDING PHASE V - A |  |  | DSPW/SKID | -511 | Teflon 4 x 0.22 | LOCAL Base Objects¦Cable¦A30¦Z30¦0012 |  |  | B1-TE-13021-B01 | -B01 |  | -X01 |  | 2024-06-18 / Panek, P. |  | @@UU@@C@@ABACAAsBSQpjGOcxjnMcxzHMc5znSdKEpQpSEIShSgKShSUKOg6FAApSgJAhKlAABSgAAoCUqAkClJSBKVKAoCVJShSUqQpQAAUBQFISkCkqOlSgAAAAAAAAAAAAAAAAAAAAAAAAAAAAAAAAAAAAUAAAAAAAFAAAAAAAAAAAAAAAAAAAAAAAAAAAAAAAAAAAAAAAAAAAAAAAAAAAAAAAAAAAAAAAABCxd3l8e3k6BPX/Inf4gT+hO/t/Cfj6fo+l+dfBkhJU+SXeCv1fdRVPz+urw2nhlKvF9eD/5fZ4JQTkjIgxuyAf+ATT5bLkPPjsAxYxa480qBXxqeiZcn25Jhcf56AIMMFskJEpQQ+KJQDESglqEmmVhCCmApg+8AsgSEJFEE8EkIYIIkMqJyULQL7/6TvkiAJhJS54kBfA7AkqlmvVE6FsN+IWyykTCjR5cecJsF7RNWhUJ+VhwlDLRU0/jE1AFECeiBC/en88+niATkBH9w5BNZCyYd4SCUEdMklGvzCcg5YCQkCc8hJve4d+0CcT0hq3se56eHoQlNTql2dmK/aJaK4B3NYECYeOqsZsokHb6MlyGOK/cz4sXqEs48VvwVxVmEr+LHTSBdRqsoPk+XPuVV/tns0VZMNPKTR2uqcd7fEzCW69Gqy/aE+0TsSCrZ17qoQroE4N3czS7IE2jNv8GeqWnJy4gTCBZhQ0XYD+O4JlQ+OQl2HrZZsok9cTGem2GyA7kOUCG90mwT3RNQJpExCc18TdNmsTm9omkTaJAn9ibwJjBNPw4Mn+ZDdn/UBKRPZkPYJZxCuUEuE+YTMpMCSBPquoEoEvqQXjbxdfQJ1oEnLaROE/0TBg9sEhIKicEwCd0BLRMoJClwnAJAl2AjmuE7YJ2hHXEbJBrYc3i7yAAAdQ
20279 | B1-TE-13022-505 | Part of sensor | 4 x 0.22 mm² | 20 | B1JBA-1301-X01 | Generator JB | B1 | 001 | 001 | B1-TE-13022-B01 | TEMP.STATOR WINDING PHASE V - B |  |  | DSPW/SKID | -505 | Teflon 4 x 0.22 | LOCAL Base Objects¦Cable¦A30¦Z30¦0012 |  |  | B1-TE-13022-B01 | -B01 |  | -X01 |  | 2024-06-18 / Panek, P. |  | @@UU@@C@@ABACAAsDUQpjHOcxjnMc5jHMc6DnOg6EAQhCEoSpClKUlJ0IQhCEqUoAAIAlSUgABSgAABSEpAoAEqUpClKAoCUJSlSAJSpIAAUBQFISkCkqQlSgAAAAAAAAAAAAAAAAAAAAAAAAAAAAAAAAAAAAUAAAAAAAFAAAAAAAAAAAAAAAAAAAAAAAAAAAAAAAAAAAAAAAAAAAAAAAAAAAAAAAAAAAAAAAABCw/Ty9HZx+oT2/yJ4u4Cf0J4uz85+Dr8P1PgX7ccJKj8Zc4VezyXKZ/R7afusIIwVfZ4//5/HNPBhJ9q1BlKQD/wCZ/L0ZEPPZWBisFqjzSuCvQp1TLj8mOYWv9c4EGCCySEiUoIfwiUAxEoJaRJplYQgogM6FMj8gCuBIQkXYJ4JWQBJggiYJTkQtwX4/TOEhIvUEgNkSL5coLJwbsQvougV14RKkb1QbMsFzNM4UKBOnATr2yGWbpvtJNbdAuwC/pRE3mnzfKAnECP7hxCcJCyYd0SCUEdcklHD0icQ5ICQkCeeQk2/krAmE6nRt4tO/1dr1IUTXKdeW9x4qLBLBXAOxvAQJg1U1DNWJB3fTbkQrircy4cPsExasNnyVRTlEq4K6KALbmviuHz/RrbFPFq9e3ZtZKqOQmj16S/d3hMolfDm07V7uzx2CbsiYKeTbnotQquibmzklnAm1t7t/Dl35aLeXCCYAMWBDNSfxzCWofNITNf07Nok2CNzm0X8cNcBnhygQyOs7wnxCbAJoExCd+8June5BO/7xNcTsEgT+xO0CVgmjgv4/8xm5P+wCUCe7Ge4TFqFcgJaJzCZVJgSQJ9dtwS4JeUgunZq2cwmmBJyygTfP9Ev3/fBISCknBL4nhASwTICQpaJviQJbfI8FonACdwDjAgTliOWA5GHW+/nQAAD4AA==
20280 | B1-TE-13023-508 | Part of sensor | 4 x 0.22 mm² | 20 | B1JBA-1301-X01 | Generator JB | B1 | 001 | 001 | B1-TE-13023-B01 | TEMP.STATOR WINDING PHASE V - C |  |  | DSPW/SKID | -508 | Teflon 4 x 0.22 | LOCAL Base Objects¦Cable¦A30¦Z30¦0012 |  |  | B1-TE-13023-B01 | -B01 |  | -X01 |  | 2024-06-18 / Panek, P. |  | @@UU@@C@@ABACAAsDSQpjGMcxjHMc5zHMc6DoQk6UAQhCFJSlSQIShCEIOhCQAApSkgSpKlAABIAAABKkpAkAFIUBKAJAoCkpSlSAJQoAAAUBQFISkCkqQlSgAAAAAAAAAAAAAAAAAAAAAAAAAAAAAAAAAAAAUAAAAAAAFAAAAAAAAAAAAAAAAAAAAAAAAAAAAAAAAAAAAAAAAAAAAAAAAAAAAAAAAAAAAAAAABCxePwenr5OkT4/yJ5t8E/oTzdfqn4ur7/I/cvoywkqueX4Bb8Pxorn93xr5rj8pStxVy//y+f0UQQTee9BltyAf+ATY/Tnzoe264DHcLbHslQK86nRMt/NlzTi3frsAQWwZZISJSgh1olAMRKCWkSaZWEIK4CqD0nqALoEhCSzFMFEEsEASYIImCVBELSLve+cJCRUQBsiRZPgLpwaYhc9OPHaJhRwUp7sAE1lOiam1CsSXrqO6UuixrmImomAiFAo/Ob2T5++AmoEf3DUJxkLJh3BIJQR1SSUcfrE1DfASEgT2yEm7u3kAmE6HX2seno2ulCU1XH2ZrN3vcmSzKJlFcQ7O8BAmPhrxjNhEg4PfmzoZItlltt+AmLhtyd6uK8wmHix1VAZaOz+2Sk+r69bZs1+La79W9nw1cpNGPScdPcEziXdvR2trBN1iblxMEFefa168yGKkSjb055bAE2i3d+jP3JbF/JjBMIGTChorP48ImZDwSEr07Oi8SfDGirJDigPDDeBDo6jlE3RNIJriYhPFgE3Dl1CeL5ibAnWJAn9iboJkBNffsy/5lNufpASoT5ZT5CY+AVzAl4n2CZ1JgSQJ5L6BKBMCkFJ18GzoE0wJOXVCfSf6JZZ84JCQVk4JYJ4wEuEzAkKXidsSBL7CPtvE4QTfA1AQJyxEuINTDrc3lQAADsA
20281 | B1-TE-13031-503 | Part of sensor | 4 x 0.22 mm² | 20 | B1JBA-1301-X01 | Generator JB | B1 | 001 | 001 | B1-TE-13031-B01 | TEMP.STATOR WINDING PHASE W - A |  |  | DSPW/SKID | -503 | Teflon 4 x 0.22 | LOCAL Base Objects¦Cable¦A30¦Z30¦0012 |  |  | B1-TE-13031-B01 | -B01 |  | -X01 |  | 2024-06-18 / Panek, P. |  | @@UU@@C@@ABACAAsDUQpjGOgxzHOY5jnMc6EIQdCTpSlCEAQhCEqQpRzoOgCEgQoAFKAhSlKUBSgAAACEqUpQFKQoCUqAoAEJShSQJSkAFAUBQFISkCkqOlSgAAAAAAAAAAAAAAAAAAAAAAAAAAAAAAAAAAAAUAAAAAAAFAAAAAAAAAAAAAAAAAAAAAAAAAAAAAAAAAAAAAAAAAAAAAAAAAAAAAAAAAAAAAAAABCr+Xm8erl9Ins/kTxfACf0Jq+z859Hb8/1PzL93XCSp8kvEF71/jRdn7PZd6sJ1Slfr6en/4+3754MBOWoMbkgH/gE2uuzGh2YbAMGEW/HmlQK+NTgmXF+GKYWz9dkCC9BhkhIlKCHXiUAxEoJZRJpkCmPyJkJEli7B5ACyBIQkUQTwSQhggiTtRNNOShaBfB6JwkJFJAFwDMJKqikwzutELBgwXxLyM4mQIApn15uy8hSJ11m+XGrYi81E1ygCIQohQ69b9KPLRk1uMBNII/uGkTkIWTDuiQSgjtkko5OsTSOSAkJAnmkJNw8G7iAnE87t7lmbz9/0oSmp25b1XLXThEwit4c3EBAl/PdrGbGJB8PotxoWRfx4q6/WJgz14d2/F3IJf0WU0gW0cOWy4c/xbGSrj47k2D37ap+Umj1ZTRc3xMglmPXy5tabUJ3pBnC7p72/dxoV3BNzNklwgTbHJwcOvxSy4+WsEvAYLyGzdP4+MS1DmkJ3O7+1olZejL8m1VihshcYEOzZ2nOJwCdwE2hLBOikTeOfwidHuE2xNQkCf2JvAlgJl01Yv8xG5P6gEpE9uI9omDQK4wS0ToEyKTAkgT67aBKBNZSC4as+bYE24EnMNIngP9Eqq90EhILpOCVCfSAmETGCQpaJxCQJbUR9FomgEziPNEeFOVhydXSgAAHvA==
20282 | B1-TE-13031-512 | Part of sensor | 4 x 0.22 mm² | 20 | B1JBA-1301-X01 | Generator JB | B1 | 002 | 002 | B1-TE-13031-B01 | TEMP.STATOR WINDING PHASE W - A |  |  | DSPW/SKID | -512 | Teflon 4 x 0.22 | LOCAL Base Objects¦Cable¦A30¦Z30¦0012 |  |  | B1-TE-13031-B01 | -B01 |  | -X01 |  | 2024-06-18 / Panek, P. |  | @@UU@@C@@ABACAAsASQpjHOcxjnOYxzmMc6DpQk6DoShKAIQlCQJSlB0pOhCUAUoAAIAlKUgABSgAAACUqUpSgKQACEqUACkJShSQJSpIAAUBQFISkCkqOlSgAAAAAAAAAAAAAAAAAAAAAAAAAAAAAAAAAAAAUAAAAAAAFAAAAAAAAAAAAAAAAAAAAAAAAAAAAAAAAAAAAAAAAAAAAAAAAAAAAAAAAAAAAAAAABCq8ni59fF7hPj/Ino74J/Qmv7Pyn8HV5vqfKv3dEJKj0y9AYPh+Nymfp+NPNjOaUsNW0f/5/t++eCsnLUGJ5AP/AJ1+iu1DpxVgVYhcMeuVwV51N+ZbPwsmFxfrmAgwQY5ISJSgh5olAMRKCXYEmmQKIkhDRB6QCuBIQkTwTwSQhggiQSlMShZxe57Zw50JhJSIAugaBJU07UXr5jutMQtxa65CYUbgmUIon2JseBCgT9OnEb5ec2Bvkrk4EQC3Pzm9U+x6u8AmoEf3DUJ4SFkw7okEoI6pJKPD0CahyQEhIE9chJuDt71gE4nsdza3ce37Oz7kJTU7VM29g4p66bBLBXCO33AIEq0379Yz5RIOH25MqGOKsttdfwExaarLMMU5RMPgxUUAW3N7sYrp9H05u7sYNFXdw+/Llqo4yaPfnNV3fEzCWYa8+3em1ibkg0hTx27lORCq6J2tGWXABNmwb/by7Utm3xVAmACvAhmpP45RLUOSQmfRYJhL8bOajFDVAcsNoEObqOQTgEzgnXErE8d4TtHJxieP5ibImsSBP7E3QTECbOm/Z/lhuT/sAlAnysPkJXwiuQEtE5RMqkwJIE+u24JcEvKQXTXw6MwmeBJzHQJwH+iX7/zgkJBSTgl8TzAJjEyAkKWibwkCW3yPLaJpBO+I6ojj8gcTDsc3nQAADrA
20283 | B1-TE-13032-506 | Part of sensor | 4 x 0.22 mm² | 20 | B1JBA-1301-X01 | Generator JB | B1 | 001 | 001 | B1-TE-13032-B01 | TEMP.STATOR WINDING PHASE W - B |  |  | DSPW/SKID | -506 | Teflon 4 x 0.22 | LOCAL Base Objects¦Cable¦A30¦Z30¦0012 |  |  | B1-TE-13032-B01 | -B01 |  | -X01 |  | 2024-06-18 / Panek, P. |  | @@UU@@C@@ABACAAr+UQpjGOY5jHOY5zmOdCTnQc50ISlCkoUdCkqAlCEIQlKEIUAAFKAlKUgABSgAAACUKAkAFKSoCEqUACUpUhSQJSgAFAUBQFISkCkqOlSgAAAAAAAAAAAAAAAAAAAAAAAAAAAAAAAAAAAAUAAAAAAAFAAAAAAAAAAAAAAAAAAAAAAAAAAAAAAAAAAAAAAAAAAAAAAAAAAAAAAAAAAAAAAAABCs8PJ0a+97RPf/InP3QT+hNf3flPw9fj+x8S+X0wkrvnlzhe934UVT9Pvq82Igi9f5/J//PN5YgsJu1jQZSkA/8Amb09GRDpxYQLMQt+P0lQK9CmqZbfvtmFw/rmAgvQYpISJSghyxKAYiUEs4k0yBdiSEP4lUiS+cAwwJCExRBRBJCGCCJBKYiFnF7nsnCQkUkAbQkVVUXTDQ0xC0AacGCwS+jSJsBFc/YmvoUiejAT7sRD0wuWtqJXJwIgFufnN6p7foATiBH9w4hOEhZMO4JBKCOuSSjh9AnEOOAkJAnqkJNq3MIEwnrdns4NGr17XtQlPVnl8vHgsu4hMQreHTugQJf367BmwiQd32Y8iG9bKyu2y5Z7hKN+eLMU16CrIJe4MF26BbRs4KDm+nY0Vcd3juRzW100k0dWbqjjp3RMYmG5k2dNM2sTbkG+1R39vsVZELKROzo2JagJrcve3fmn3pZ8nJYCXgMF5DNUfx9QmNDmkJp27RL5XHay3cMNkB+2iTkAhzdZyibwmkE2RMIngpE7Zy98TwfETOJrEgT+xO2CYQTPqrt/y03J+oBLonwtPgJg4BXICYxPrE2FJgSQJ9uOgSgSlSC4a+DayiaIEnMV0T5z/RK6/jBISConBKxPGAmITICQpjE7gkCY6yPFjE4QTfA8IECckRy8ocjDl83kQAAD5A
20284 | B1-TE-13033-502 | Part of sensor | 4 x 0.22 mm² | 20 | B1-TE-13033JB1 | TEMP.STATOR WINDING PHASE W - C |  | 002 | 002 | B1-TE-13033-B01 | TEMP.STATOR WINDING PHASE W - C |  |  | DSPW/SKID | -502 | Teflon 4 x 0.22 | LOCAL Base Objects¦Cable¦A30¦Z30¦0012 |  |  | B1-TE-13033-B01 | -B01 | B1-TE-13033JB1 | JB1 |  | 2024-06-18 / Panek, P. |  | @@UU@@C@@ABAoAAsTUQpzHQdBznOZBznQhCEoQlCEISpKEKUBKVAQhKVJUlKQKSBQAJUpCgAApIAAApSUgSBSlKSpSVJApQEqSpSkqQBQAKAoCkpUACVJSlKgAAAAAAAAAAAAAAAAAAAAAAAAAAAAAAAAAAAAUAAAAAAAFAAAAAAAAAAAAAAAAAAAAAAAAAAAAAAAAAAAAAAAAAAAAAAAAAAAAAAAAAAAAAAAAAjv5ez4Xq67mR/SO64yPQj1d5967q+b5fmnLJ35MT7sH0GTz3fVg1fJ/eP6877FZr+fn//5+938NNZ3mzCamGwn/CNt+Oyj8tGcX6EmWvGthST7ZHuYJPpz2SX+TcFMlPFaFlrUqbFWolValt5FpJ4FMdWkwotMdPCiayLLqXUtCpSlWMDBUlyTp+W4sisUodBFY6XYmfAaklSZF9+ZGWJhka5qC2Pd1Nm7NDGi9wLpv45iWw3EMPhwYMvSEchE/g5EcipLSpwIpanmqLK5PEjqJposikfhZGDi1hZHkmXxt9bb8qK1K4PdcPWal6L0k/ST8+EUjPm5MbfkwZkU4366ddGil/GzX3+dGsw9NtYtlGO7qL2jYF2bA5u1sYdGXLpv3P2xZa+CVXMyHVYeijdRrfDs7ediwPUjfWNVxzgrh1d1GbURwN5sLcQ0LtquHiu6K23p67MRkF7Kjafvkn89tGujs2R2uDXRfMtO3ztXRU1qOCpsCpzt7zOwj3kbxHPRnRiR0XX6yPj9aNxHpRSP8RxEaxG5n9md0L+YRiR6ND0Iv5Ek1yNKPiRsSMBFiO5pwowoxSKanp5N3aR7KRcxI9t/qPXjZEU1VxGNHKIzo1yKRpR0kUjTkV8mlHvkcY7ApHcqrcp2JU2vB3SIB7Q=
20285 | B1-TE-13033-509 | Part of sensor | 4 x 0.22 mm² | 20 | B1JBA-1301-X01 | Generator JB | B1 | 001 | 001 | B1-TE-13033-B01 | TEMP.STATOR WINDING PHASE W - C |  |  | DSPW/SKID | -509 | Teflon 4 x 0.22 | LOCAL Base Objects¦Cable¦A30¦Z30¦0012 |  |  | B1-TE-13033-B01 | -B01 |  | -X01 |  | 2024-06-18 / Panek, P. |  | @@UU@@C@@ABACAAsBUQpjGOgxjmOYxznMc6DpOdB0JAlKEJSlKkqUg6UJQdKFAUoAEASBKVAABIAAABQEoAgAAJSoCkJAoCUKShSQJQoAAAUBQFISkCkqOlSgAAAAAAAAAAAAAAAAAAAAAAAAAAAAAAAAAAAAUAAAAAAAFAAAAAAAAAAAAAAAAAAAAAAAAAAAAAAAAAAAAAAAAAAAAAAAAAAAAAAAAAAAAAAAABCs8vH+WzX1CfH+RPRwAn9CbOX1z8PX9/nfMvN0QkqeeXoCv4emiqfp+NXqxH4ylgs5uX/+XmnC0m5siDLekA/8Amjo59tDpx4gLcYuCPbKgV51PpmW71Y5hcP66AIK4MUkJEpQQ5YlAMRKCWkSaZApiSENMHrALYEhDQTQsUQUQS0wBJggiYJUEQt4X6vfOEhIv1EgOyJFdFJinb0QtdttgmBG8JlC8BKqjbm3cCFQnstO6XnN01t8mvUARCLej85v0mt3ZL9YCcQI/uHEJ4iFkw3hIJQR1ySUeLoE4hugJCQJ7ZCTd/t2gTCe5z9q3c92nqQlNTnl4N+zXTiExCtY6d4DHISzw1WjNYJBq992RDFFmqyyz4CW0YMPgrirIJXw200gY6M9tB9v3Zdyrbw8FW7lnr2tc0RH7Zyaq92xLhLfHl0U6aZ9gl0gq4trd4NMN/IhbSJlzbcswF0+DVvb9Hdloya7ASsC2tDsVH8cglyHHITT2cYmAvx481OGGyA5IbgIc3WcYneE3ATsCWieTaE3zj1ieT5iZxNgkCf2JvAmEEz6r+P/MZ2p+oBKRPljPkJbwiuQEuE5BMqkwJIE891AlAm0pBeNmrdzCbkCTmKkTvn+iX7/zgkJBUTgl8TzAJiEyAkKXCdwSBLr5HluE8IJwAawIE+yIlqDiYdv0/ggAAH0AA==
20286 | B1-TE-13051-528 | 340-C-PUR | 4 x 2 x 0,75 mm² | 20 | B1JBA-1301-X03 | Generator JB | B1 | 001 | 001 | B1-TE-13051-B01 | TEMP.1.2 COLD AIR GEN.SUCT.TE |  |  | DSPW/SKID | -528 | 340-C-PUR 4 x 2 x 0,75 | LOCAL Base Objects¦Cable¦A30¦Z20¦0523 |  |  | B1-TE-13051-B01 | -B01 |  | -X03 |  | 2024-06-18 / Panek, P. |  | @@UU@@C@@ABAGAAsGUQhjHMY5zmMcxzmOdCEIQpAEAOhSkISpSAKQhKkJOhAEgQlQAJUlKgAUACQAApKgKAoCkgQpKkgAoCAIUgCAISkAAAUBQFISkCkqQlSgAAAAAAAAAAAAAAAAAAAAAAAAAAAAAAAAAAAAUAAAAAAAFAAAAAAAAAAAAAAAAAAAAAAAAAAAAAAAAAAAAAAAAAAAAAAAAAAAAAAAAAAAAAAAABCyeXm7jzc3rE5/d/InECf0J3T3+3F9n2vlX09GVKLqZ+4Px9v5dVWPB7sXovKZmy2vz//55/CmCCgzIMaJAf+ATF0fnch+11wGSsWzpjR1TWK+lTroXP6M+mkXDsgQWwXyhJMwQ88TAMRME7YlFCBhgJQrk/QAugSEJKYKYJQhggiQngpLaJWoXn7KQkSP1rZAgDSJOHNViKSoiAIgcuW0SxHBGuzXTsUeqK2AMZMLA9Gc3fmKn1bVrZWRROACIUOqEJWu2emna4gE1Aj+4ahPAQssO+JBMEdspMaugTkXRDIkCdMiUcG9lAoE63eybnXtetCaK9md6zFWcVwlwrYPx7oECW8eRJzFgknZf84mWLOy/Fb3vaJbx811993DZsCZdnDhAspyY8B9Rfy7eKqinN3/Zmx4fCUEFODB8gmUTHybdk1Udwm5LybXFkg0xehbkEv3qtOijfA2KjFvb+tFOK/lyAlWMCipDX01/x4xMiHh0UCbe4XiZbdbDdDdC3gQ3aM/aahPlE2QSoS0TyYRN01cYnk+AmyJ3CQJ/YmYEygmxwY7/8vNNPsATCJ77z3iXcQroBM4niE1lKASQTzZ8AmAStSCo7vo3NgTbgSkzYRO8f6Jjx/CCRIMRSCYxPrATMJoBIUzieISBM+Mg8ecThBOER5YjV9IeBh1+f71AAA+IA==
20287 | B1-TE-13052-529 | 340-C-PUR | 4 x 2 x 0,75 mm² | 20 | B1JBA-1301-X03 | Generator JB | B1 | 002 | 002 | B1-TE-13052-B01 | TEMP.2 COLD AIR GEN.SUCT.TE |  |  | DSPW/SKID | -529 | 340-C-PUR 4 x 2 x 0,75 | LOCAL Base Objects¦Cable¦A30¦Z20¦0523 |  |  | B1-TE-13052-B01 | -B01 |  | -X03 |  | 2024-07-12 / Panek, P. |  | @@UU@@C@@ABACAAsHSQhjHOc5zHMY5zmOc6DoQlCEAOgCEoSlKQAQhSkKQhCEAQpSlKAhCgAUACQAUACUqUAAEqShSlKAoCFJUgCAISkAAAUBQFISkCkqQlSgAAAAAAAAAAAAAAAAAAAAAAAAAAAAAAAAAAAAUAAAAAAAFAAAAAAAAAAAAAAAAAAAAAAAAAAAAAAAAAAAAAAAAAAAAAAAAAAAAAAAAAAAAAAAABCs5+XuPLy+sT0+7+RN4E/oTun4u3B9X1vOvSYkmyifsD7vb+XV6Krnuq9FpTM4bPP5//8320hWUZ8qDMyA/8AlXT0Y0P2x4wLLwuH1aOqi8K/gp10Ll+/LtUi39YCCuC2UJJmCHoiYBiJgnZEooQL8BKF6T8QDFAkISUwUwShDBBEhNBELSL0dlISJG7AGkSMeOm5fLjQkQj+kAY8dYmFG7q6GcFzVo2r8w1oQMgdOY8RQ3f12/z6tjE2E1YAIgSCBCKoqiqnv4KV3gE4AR/cOAT5CFlh0CQTBHbKTHB0icK5oZEgT1SJR5Ny0CgTrdyzZ68/rQmi9qT4MOC8WCWCtQ62kDekSvfsSahIOzJ4xMUYezTnr8PtEr37LclnLk3a9AmTWqqArpv4orulvDrmC581+vV0ZMN/jqkl9m/c2xMomPg2e/N2juE1JeHYtxoaXDWJtbWWdwDX0b/g3M8YLeKsEuVAUYENSNv+PpEzIcmagS7x7ETaJinUv2Q2QtoEOftOITxCawJoEwic14TaOLgE5vgJoE7hIE/sTSCYwTR8dVv+Wmmn2AJfE99p7xMW8K5gTKJ84mdSgEkE8uW4JcEvKQXTu3tnQJrwJSZL4nhP9Eqq+EEiQYCkEqE5wEyCZgSFMon0CQJlqIObKJugnIB8oECckRx8YcTDo9PmQAADvAA==
20288 | B1-TE-13053-530 | 340-C-PUR | 4 x 2 x 0,75 mm² | 20 | B1JBA-1301-X03 | Generator JB | B1 | 001 | 001 | B1-TE-13053-B01 | TEMP.1.1 COLD AIR GEN.SUCT.EE |  |  | DSPW/SKID | -530 | 340-C-PUR 4 x 2 x 0,75 | LOCAL Base Objects¦Cable¦A30¦Z20¦0523 |  |  | B1-TE-13053-B01 | -B01 |  | -X03 |  | 2024-06-18 / Panek, P. |  | @@UU@@C@@ABAGAAsGSQpTGOY5jHOcx0HMc6TnQlCFIQlCEAQpCVJQhClIQpCUJSpQFKUpCFAUAClAAoCkqAoClKSlKkgAoCAISkCAISBAAAUBQFISkCkqQlSgAAAAAAAAAAAAAAAAAAAAAAAAAAAAAAAAAAAAUAAAAAAAFAAAAAAAAAAAAAAAAAAAAAAAAAAAAAAAAAAAAAAAAAAAAAAAAAAAAAAAAAAAAAAAABCxcni7D7PD6hPJ7P5E3gT+hOyW/1/Ty/W8q+bm0knbRL7g/H1/l6b1lPsr/PIUSlgwxV/+n9/4UwUlHjyIMs0gH/gEq5vLjQ9GPGBbULgOf09udQr5lOia5f0uyndpFs0wIMUF0kJEpQQ3olAMRKCWoJOaBfgJIVSP1ALYEhCRRBRBJCGCCEkw4JToJyktIvk6aAkJHfYA1hIx0VE2mIQttwCVo0LT+3bZgTv3s8/PWJLAhAHNce+TfPo1fRicO1FNd8CIBa8U+ejubwCcII/uHCJwELJh0hIJQR1ySUcPMJ8a5YZCQJzyEn3trGBMTQ7XRbrdE/UhKdWiW3grqMQmIVsHT1gN6QmH4sSSsEg6dLg76G9mMk7enZqvW7nrEt4MeW63fs0CY/FqV1gYKcWPDePlLvBrWXuLN1bvHmw38RMg6uKncEyiY+Pu6sr0+wTZk+HX2NfZuQw5m0Tb0ZpfABqaNjc72eK8u5hBKbAK0NFn8fQJch8mWYl2rrFwluFpv44cUBRDkAhy9ZxibgmgEziXxOSoTYOPiE5PcJnE7BIE/sTXBMYJn+GzJ/mQ16OoBL4ntyHtEt3xXKCXCfOJmUmCSBPtupEpEqUgvHZu+9nE1IEoNK+Jtn+iWWe6CQkFZQCWCfUAmkJlBIUuE+YSBLrCDluE3QTdA4AIE8ERLgEzeXxqAAB2gA==
20289 | B1-TE-13054-531 | 340-C-PUR | 4 x 2 x 0,75 mm² | 20 | B1JBA-1301-X03 | Generator JB | B1 | 001 | 001 | B1-TE-13054-B01 | TEMP.2 COLD AIR GEN.SUCT.EED |  |  | DSPW/SKID | -531 | 340-C-PUR 4 x 2 x 0,75 | LOCAL Base Objects¦Cable¦A30¦Z20¦0523 |  |  | B1-TE-13054-B01 | -B01 |  | -X03 |  | 2024-07-12 / Panek, P. |  | @@UU@@C@@ABAEAAsISQpjGOYxjHOY5znMc5zoQhKEoQhKUoQpQFKShCVJOdCUASgClAUhCgAUACQASACkgUAAEAQlSlKUBSUqQhSVKQoAAAUBQFISkCkqQlSgAAAAAAAAAAAAAAAAAAAAAAAAAAAAAAAAAAAAUAAAAAAAFAAAAAAAAAAAAAAAAAAAAAAAAAAAAAAAAAAAAAAAAAAAAAAAAAAAAAAAAAAAAAAAABCt5fJ2Hl8nUJz+3+RN8E/oTslwddf0fS8q+kwpK2aXmD6/Z93TzWUe2zmyFspYJvN5//l55pQXyV2RBllkA/8Alnp9GRDoxYgMNIt/8unWmpFfsU9cy5ea7bnFr1wIMEGSSEiUoIeeJQDESgl3BJpkCqAkhTI+0AwwJCEieCeCX5wBJggiZiIlORC0C+j9ZwkJFPgkBuCRUuPHTYUNLEDixWiYEZ0KM7FM1Gif8ZwPvrEvoUIerKd0mdbp/CWFtJU3gIgSCBDdqwT9GW9o4AE1Aj+4ahNJCyYd4SCUEdcklGr1CcK5oZCQJ0SEm+LdxATCbD37dr1/p1ISmpo15r3wX66y0S0VvD8nb2gIEt8PiwpNfEg6se2hZ4Mc1vVNnw/D7BLdOG7JX4bNAluvVUBZPg48xVgqMfjs2aPFLa+Pbusq2IIdNc/eEyiW6drYlem7BM0nVs7eJCzgwCQd/u3S0Aa+e/u72WK8e7aCUWAbNiGfvfx8wmZDx55hKuHZi4TDg0V44cMLcBDnvdZqE+cTYBNYSgTkpE3Dh0icnvE1hOwSBP7E3ATECaN+zJ/mQ3J/2ASoT3ZD3CYd8VyglwnyiZlJgSQJ5bqBKBKVILx2cHc0CduBJzHUJvH+iWWe+CQkFZOCWCcoCYxMoJClwnGJAl1hByXCb4JxAcYECcURxSDhYc/P9QgAAdo=
20290 | B1-TE-13061-532 | 340-C-PUR | 4 x 2 x 0,75 mm² | 20 | B1JBA-1301-X03 | Generator JB | B1 | 001 | 001 | B1-TE-13061-B01 | TEMP.HOT AIR GEN.EXHAUST |  |  | DSPW/SKID | -532 | 340-C-PUR 4 x 2 x 0,75 | LOCAL Base Objects¦Cable¦A30¦Z20¦0523 |  |  | B1-TE-13061-B01 | -B01 |  | -X03 |  | 2024-06-18 / Panek, P. |  | @@UU@@C@@AA/8AAr+SQpjHMc5zHMYxzmMc6DoQlCUIQpKjpSlCVJQhSkJOg4FJUpSlAUk6gAUAAFAABIEgUpQEqShKVKABSUpUkCFKQBIAAUBQFISkCkqOlSgAAAAAAAAAAAAAAAAAAAAAAAAAAAAAAAAAAAAUAAAAAAAFAAAAAAAAAAAAAAAAAAAAAAAAAAAAAAAAAAAAAAAAAAAAAAAAAAAAAAAAAAAAAAAABCr1/JsOboE5vZ/InECf0Jslx9Pf+r63Wvl833JNZPLwB9/r8XpopvezD+FptylVXkl//g8P23oKycuQYnkA/8AmDz+S1D02WAV3xcWX9JUCvkU55lt8VsuCcXPtgQVQWyQkSlBD44lAMRKCW6JNMIYYZIX5HlALIEhCRPBPBJCGCCJBK2clC3hfH+04SEjuMAUAb4ksdJRhJy/BA895ceOsSpGhC/f2mWGiua91/xpErQ/Pz5ThMIP5bljWSnAogFoxTeiJ83GAmkEf3DSJ3SFkw9gSCUEdMklGnzCcq3QyEgT0SEm7ejGBMJzvY0Wbu/z/r0ISmw7ksFV+/YJYKzJ1dQECU6eSpJsgkHRbxIWRi6O33c5ZGDP6xK9Nl3qy5KuSrbEt6tNIFU9mK8XfQfHmw73cs+Dl611WDvExBy4dVHaEzCY+Xf3qM82wT35Nu/o3tGZCuwTO0aNqXCBwbmbs9qUYLdFQJgrpApQz2/x9IlyHekJPu7xcJXTmMHDDVC3AQz5Ok1CcIm4CZxMQmu+J7xq0ia/cJtibBIE/sTrgmMEz8lNv+WnBP6gEwCe209olnwiuUEuE+cTMpMCSBPsuvCXhL6kFBs497OJuwJOZMAnZP9Epp90EhIMJOCUiawEyCZQSFLhPmEgS6kg79wnxAnEI6ojl+UNLDtc3hFVVeoA
20291 | B1-TE-13065-533 | 340-C-PUR | 4 x 2 x 0,75 mm² | 20 | B1JBA-1301-X03 | Generator JB | B1 | 001 | 001 | B1-TE-13065-B01 | TEMP.HOT AIR EXC.EXHAUST |  |  | DSPW/SKID | -533 | 340-C-PUR 4 x 2 x 0,75 | LOCAL Base Objects¦Cable¦A30¦Z20¦0523 |  |  | B1-TE-13065-B01 | -B01 |  | -X03 |  | 2024-06-18 / Panek, P. |  | @@UU@@C@@AA/8AAr/UQpjHOY5zHOcxjnMdBzoOlCkIQhJzqUk6QAQhSUHQhCFIUoAEgUo6QAUAAFAABAEgUpQFKUhSUKAACUpUkCFKSlIAAUBQFISkCkqOlSgAAAAAAAAAAAAAAAAAAAAAAAAAAAAAAAAAAAAUAAAAAAAFAAAAAAAAAAAAAAAAAAAAAAAAAAAAAAAAAAAAAAAAAAAAAAAAAAAAAAAAAAAAAAAABCwa/m2HV6ROr2/yJwgn9CbJcXb9Pi+p1r5PL9qTVTy6Q+72ff6LdNr23fwxG3KV/B09P/x4/sngwE+/jQZZZAP/AJe835Y0PRhwgV0C3uv9JWxXyKdky2fjizzi5u4BBfgxSQkSlBDtxKAYiUEt0SaYQuQ0TISOsAqgSEJE0E8EkIYIIk34mnIhbQvV+04SEjcYA3hIrnoJi1BA0lVV4SlG0hbxhFC3LeSfrldEvIdnmnAsNJcBtdz88m9PU3SegC7ALdwTeeJ8PEAnICP7hyCaiFkw6BIJQR2ySUcnlE5VshkJAnnkJN39FYEwnY/Fg3d/s/X0oSmubcvVpwUViVitKbnKBAl7VfS1NhEg9WLhQ6KpUd25qy4Iyx7BOSrFlsqp8F3KJXmppArnq+e/bPX4Tou7V3iObgxU0X+MnI4+a33hLBKuXg+G3km2CZ6pnFu6q8+NCqsS06MmjJN3wN7NX3tOaLs+fACXKqQKUM2f+PoExodEhJ97gLBMFO03NMN+FsAhw9pziaRMwJlEvCa6BNBz8omv3ibYmwSBP7E7oJWCZeOnF/mI35/WAlwT3Yj3CVahXGCWCeETaUmBJAn12WhLQlCkFs2fJu5RNyBJzDcE+M/0Smn3wSEguk4JSJ4gEwiYwSFLBOcSBLKSDXYJ4AThA+UCBIiOZNTDtdXjFVVfgA=
20292 | B1-TE-13081A-516 | TLH KX | 1 x 2 x 0.5 mm² | 20 | B1JBA-1301-X02 | Generator JB | B1 | 001 | 001 | B1-TE-13081A-B01 | TEMP.1 FRONT GEN. BEARING |  |  | DSPW/SKID | -516 | TLH KX 1 x 2 x 0.5 | LOCAL Base Objects¦Cable¦A30¦Z30¦0520 |  |  | B1-TE-13081A-B01 | -B01 |  | -X02 |  | 2024-06-18 / Panek, P. |  | @@UU@@C@@ABAOAAsKUQpjGOcxjnMc5jmMdCDpSlCDoSk6UJSpKUJOk6lHOhCUqUAAFKQpSlKABQAAApSgKUoClISBCQASBKUpUpCQISoAAAUBQFISkCkqQlSgAAAAAAAAAAAAAAAAAAAAAAAAAAAAAAAAAAAAUAAAAAAAFAAAAAAAAAAAAAAAAAAAAAAAAAAAAAAAAAAAAAAAAAAAAAAAAAAAAAAAAAAAAAAAABCxfP8fScPqE+Ll9n8id8E/oTplq6OOr6n5l5fvGXkml9gfj6/y/W9PV7KvzyHilKvF92T/7ZvwiuRE3iyoMr8gH/gE81FqH6Y8QFeMXLX6JpXhXlU9My279swufs9UCDBBbJCRKUEPJEoBiJQS3RJphCmGmDcnQ8YBZAkITk0FEEkIYIIk1zynkRC0C8nPOEhI4EM6EMgOuJFt16onL0EDbbWJhRos22U/UlotrQqE8u0U+OIpCS5PLa1k1CBfhDmhQp8k/nifrXtICawR/cNYkfCSWRD2xIJQR0SSUa/MJsXLDISBPRISbg6natAnE5m3VZfAz83p50JTcGCXcxXrBLBWod3vAQJVs3hlWJBz5NKGLZEsPfuzYu7v4vWJhvE1Gyy64+C/mEsspppAwUbmCgv/seCm3d72nTRbglWTEGirRex9oS0THq3jaL8ukTsSeHRw69/aQrxCdl0bcd0DLu9Wv3+5mjrZcQJhwgVIZsP8fIJchxSEzlgmGq694IcMLYBDl6DwidsS4EyiYROO+J2Dw8QnH7hNsTpEgT+xN4EsBM2rBb/lpnn9QCUie209omPUK5QS4T5RNpSYEkCfXdQJQJfUgvHTpz5hNyBJzJSJrP9EwYPdBISConBMAn0gJkEygkKXCahIEuwEH0XCawTSBqAgTiiNnCGxhzcn2qgAB7w=
20293 | B1-TE-13081A-517 | TLH KX | 1 x 2 x 0.5 mm² | 20 | B1JBA-1301-X02 | Generator JB | B1 | 003 | 003 | B1-TE-13081A-B01 | TEMP.1 FRONT GEN. BEARING |  |  | DSPW/SKID | -517 | TLH KX 1 x 2 x 0.5 | LOCAL Base Objects¦Cable¦A30¦Z30¦0520 |  |  | B1-TE-13081A-B01 | -B01 |  | -X02 |  | 2024-06-18 / Panek, P. |  | @@UU@@C@@ABAOAAsIUQpjHOcxjHOc5zGMY6DoSpCUHSgAEIOBSFIQg6UIOlCQKUAClAQlIFKABQAAApIFJUoAEqQBClAUBCVKUhSgISoAAAUBQFISkCkqOlSgAAAAAAAAAAAAAAAAAAAAAAAAAAAAAAAAAAAAUAAAAAAAFAAAAAAAAAAAAAAAAAAAAAAAAAAAAAAAAAAAAAAAAAAAAAAAAAAAAAAAAAAAAAAAABCx+X49h4vUJ8XV7P5E5AT+hNktXd0U/O+RerzjL8JpfSH2evs9F+en2U+is6ZSxY/q83/2ef672ORE/TmQZbUgH/gE9N65D868oGOsXaxflNK+K9Sn6zLZpsmF8HBuAQVQWSQkSlBD3olAMRKCWgSaYQohogmQ+4AyQJCExNBPBJCGCCJOGeU8iIW8L09s4SEjiQ76EMgPAJFd6gmL0EDZXXiEwo38zE2eW9XiQoE679x95RRBwVGSFraCa8gUQh1woU78/pifvcQCcoI/uHKJHhJLIh4BIJQR3SSUcvWJzLdDISBPxkJNw59+sCcTseTJfA0dn6dqEpuGntm+CWPBlEyitQ9/iAgSrXToGbGJB22caGTXEsXDdnyfDi9YlV4mn15LbTw4M4mTBgwAUz7mWq+S/Y8dFmbVyT57KpuTGTkG5t72CvfEuErx5TMYJbBN2T4rduWjMhhxCanRmjSBbp2+bg0549+7GCYcIFKGfD/HyiWoc8hN0yiYabb/jhwwuUCG7uOcTSJaCXCYROjAJvHPrE6PcJtCbBIE/sTQCZQTPqqs/yw3Z/UAlAntsPaJk1CtwJaJ8gmZSYEkCfRbeEvCYFIL5s493OJuQJOV0Ccx/olVXugkJBSTglQnlASsS4EhS0TUJAltRB5LROYE4wNQECa4jX8wa2HP9vmVAAD3gA==
20294 | B1-TE-13081A-518 | TLH KX | 1 x 2 x 0.5 mm² | 20 | B1JBA-1301-X02 | Generator JB | B1 | 001 | 001 | B1-TE-13081A-B01 | TEMP.1 FRONT GEN. BEARING |  |  | DSPW/SKID | -518 | TLH KX 1 x 2 x 0.5 | LOCAL Base Objects¦Cable¦A30¦Z30¦0520 |  |  | B1-TE-13081A-B01 | -B01 |  | -X02 |  | 2024-06-18 / Panek, P. |  | @@UU@@C@@ABAOAAsIUQpjGMcxjGOc5jnMc6DoUhKUIQhQEIQlSkoQhCEHQlCQKUAClAQlIAKABQAAApIFKUoAEqQBClAUBKFKUhSlISoAAAUBQFISkCkqOlSgAAAAAAAAAAAAAAAAAAAAAAAAAAAAAAAAAAAAUAAAAAAAFAAAAAAAAAAAAAAAAAAAAAAAAAAAAAAAAAAAAAAAAAAAAAAAAAAAAAAAAAAAAAAAABCxeX4tR4vSJ8PV6/5E4gT+hNUuPu6K/lfIvV9Iy++aXzh9fq7PPTPX66/PkOmUsOLB5v/yfR9VBBE3TmQZZ5AP/AJ10XofldjAw3C58P4zSpFepT9Jly72WYXa3dgCCyDLJCRKUEPTEoBiJQS2hJphCqGqCZD7QDHAkITE0E8EkIYIIk2zynkRC0C9PbOEhI4EO+hDIDbEjJRUTFEEDddaJYjRuazLNRrzZMKFYnozHvFLXu5Gy0iehDFAFUAtC1fdP1xRr9evwAJygj+4cokchJZEO8JBKCO6SSjl9AmldEMhIE/CQk3wa29eBOJ2PFjpA2+z8+1CU3hrl7+GnGJjFax2dgCBK9O0MsIkH65OBDFp7ZTYd/Nox+GrF6hLaSbmppuvvOSrQJdXgwAWT96ugyfseOVVsuDk47LrKpiYgyZ9ynHuiZRLuHvmc4qptQm3J8W5hzbmdDFjEwu1njwAV+DX93e39EbGbECW2gVoaLf4+QS9DnkJslwltd9PjhthbgIc3cc4m+JeCZhLROjAJuHPzCdHtE1hNQkCf2JtAlwJo4bMv+ZTZn9ICVCezKewTHxiuYEvE+MTOpMCSBPmvoEoEwKQUmrh2dAnegScyVCaT/RLLPbBISCsnBLBPKAmQTMCQpeJxiQJfYQeS8TSCcIHGBAnPEc3KGlh0fZ5lQAA9wA=
20295 | B1-TE-13091A-519 | TLH KX | 1 x 2 x 0.5 mm² | 20 | B1JBA-1301-X02 | Generator JB | B1 | 001 | 001 | B1-TE-13091A-B01 | TEMP.1 REAR GEN.BEARING |  |  | DSPW/SKID | -519 | TLH KX 1 x 2 x 0.5 | LOCAL Base Objects¦Cable¦A30¦Z30¦0520 |  |  | B1-TE-13091A-B01 | -B01 |  | -X02 |  | 2024-06-18 / Panek, P. |  | @@UU@@C@@ABAKAAsCUQhjmOcxjHQcxzmMdBzoAhKDoQlKEJSpSkJQhCEqQlSAASpQFKQpQFKABQAAUBQEqUBKgIUpSVAApKVKUhKlJQoAAAUBQFISkCkqQlSgAAAAAAAAAAAAAAAAAAAAAAAAAAAAAAAAAAAAUAAAAAAAFAAAAAAAAAAAAAAAAAAAAAAAAAAAAAAAAAAAAAAAAAAAAAAAAAAAAAAAAAAAAAAAABCyfH4Os6RPs9P8id0T34E/oTrnh6ubD8r8S/d9Izkon5w+r0eLow4K/TX9eY55nWyeHZ/+7w4DWgijnzoM68gP/AJ5Kb0Pyy2ga2UXH+M6KMIr9qn6ULd4rqBdvo2QIMcF0oSTMEPPEwDETBOoSigQqhqg8YBbAkIUoUEQYIJ0QBLBBFDrUzgkiFwi8/nwBIkakMyEMgbYkXU1FBTBA5s2MSxGnQxRpm3JjQqE8l54zE4bWsmgCmEN6FDHij76fLShMaKV3wE4wR/cOMSOIlZId0SCYI6pSY4/wE7y68MiQJ5ZEo9nJ2swGATofz4DLiA1dHm86E0btk9vJhyiZRWsdrkAgSvu7YzviQfrdvocVpOPlz7GTf9z0CRbjw0xbdcdPHTpEy4K6qgLKeDDZhM37HLNdV837V11lNW4YCDJVuYt4S4S2vtdg18U9YmqXv7fbxbmdDWyCcTubGiawKdqnY3N3e0Rs56wSwCpDTZ/HwCXocsiai0Syu/D7cOOFtAhv6jkE7gmkEziYxObEJ2Tk7wnN6xNAnWJAn9ibYJlBNPtWXf5casHSAlQnquPUJbwiucEvE94TXUoBJBPmvpEpExKQYTr4NWkTsQJgM1QnCf6JZZ64JEgrMAJYJzAJmEzgkKXieASBL7CD4bxOQE4AOICBPdiO/8gcjDp5/oRAAD2AA==
20296 | B1-TE-13091A-520 | TLH KX | 1 x 2 x 0.5 mm² | 20 | B1JBA-1301-X02 | Generator JB | B1 | 003 | 003 | B1-TE-13091A-B01 | TEMP.1 REAR GEN.BEARING |  |  | DSPW/SKID | -520 | TLH KX 1 x 2 x 0.5 | LOCAL Base Objects¦Cable¦A30¦Z30¦0520 |  |  | B1-TE-13091A-B01 | -B01 |  | -X02 |  | 2024-06-18 / Panek, P. |  | @@UU@@C@@ABAKAAsBSQpjGMc5zHQcxjmMc5zpQBCDnUdIEIAoCEJShB1HShSFKUBIFAQlQAKABQAAUBIAJUBSQHUpSVAApKVKAhSVJSkAAAUBQFISkCkqOlSgAAAAAAAAAAAAAAAAAAAAAAAAAAAAAAAAAAAAUAAAAAAAFAAAAAAAAAAAAAAAAAAAAAAAAAAAAAAAAAAAAAAAAAAAAAAAAAAAAAAAAAAAAAAAABCxfR8249Qn3e3+RO6J4IE/oTdLm7Oqn6Xwr+HjGWKaX1h9ns6/JTPg9uDyYzbKW9ijxf/jl458MiJ9tyDLJIB/4BPNRah+ldYGLELh/OWWakV+9T0TLb9trMLo698CDDBbJCRKUEO2JQDESgloEmmEL8N+DygFcCQhQhMRBPBJCGCCKAmYcNE1EiIWkXb6ZwkJFaHKyA0iRjov0EQs5EEDZZhEqRoysTZpV0tSEL5sZZ5S81TVtRKcCmAWn8ZvPOhKMvKAmsEf3DWJHOSWRDqEglBHZJJRr/IT4luhkJAnnkJNx8GrGBOJ1vIV0gcPX+vpQlN3MHom4sV6wSwVqHh2AQJVr0jLkEg/a7kQ5q/kibe6c2/X3dnsEizepKLLrjmoziV3714DBPbgoLPWfH68Es+qrPZjw38F6InIJZdVPEJaJi1cBlpluEtk5Oi7v2aciGKsTW6KauPNP8IF7ho3+Lj7cVcGXACVAX0O3V/HziZEOmQmksEqwXU8sOGFrAhu7DoE4xM4JkEwidV4TuHRsE6veJmE3CQJ/YnwAlgJn01W/5aaJ/UAl8T3WnuEr5xXICXCeATKpMCSBPquoEoEvKQUm7vaM4nBAk5jvibD/RKqvfBISDATglQnhATGJkBIUuE+USBLqiDquE74J3gOcCBOmI6Ngmbb4kQAA7Q=
20297 | B1-TE-13091A-521 | TLH KX | 1 x 2 x 0.5 mm² | 20 | B1JBA-1301-X02 | Generator JB | B1 | 001 | 001 | B1-TE-13091A-B01 | TEMP.1 REAR GEN.BEARING |  |  | DSPW/SKID | -521 | TLH KX 1 x 2 x 0.5 | LOCAL Base Objects¦Cable¦A30¦Z30¦0520 |  |  | B1-TE-13091A-B01 | -B01 |  | -X02 |  | 2024-06-18 / Panek, P. |  | @@UU@@C@@ABAKAAsBUQhjGMcxznOc5jnMc6EIUdKEHQlCkIUoCEISlCEoShKkgUBIFAQlQAKABQAAUBSlJUACAIQpSlAApKVKAhSVJSkAAAUBQFISkCkqQlSgAAAAAAAAAAAAAAAAAAAAAAAAAAAAAAAAAAAAUAAAAAAAFAAAAAAAAAAAAAAAAAAAAAAAAAAAAAAAAAAAAAAAAAAAAAAAAAAAAAAAAAAAAAAAABCx/N8nYekTp9n8icInigT+hOye7181fzvjX7/IM46J+kPt9fVz103/Zf58p0TOLHk+v/5+zyTikiejOgzokB/4BPLVch+luQDFaLh/OdaisV+5Tz0Lm581Aurq0gQYYM0oSTMEPTEwDETBOoSigQshsg/AAyQJCFSFBEFMEoQwQRLhproiqgiFrF6fRSEiRkQ4WQNsSLFy13ytCoiCBttxCYUatDFGtNtbgQhfLjPxK3KZG+TQBVALVuUealCY0auABOMEf3DjEjiJWSHcEgmCOuUmOP8hO8ueGRIE80iUfD2tzMBSJ1PAZKwNnq/X0ITRuX53fPjvWiWiuAdrkAgTBs6hnfEg/a7fQ7uQnD4NGxj3+94fWJNuK8V23XHFVriW2XrwF+nFfqLfUeCy7HZZpy04L22UEHq0R2690TMJky4tJnv2UdgmzLy1bXJp2NCGS0TW43e16PiAq01ad3e2I2dGm+CYALEPfpwfx8olyHxyJn2zKJiw573BDjhcoEOfrOUTeE2ATWEwic14T4Dl5BOb3Ca4nYJAn9idsEtBNfVgzf5mNVPpASwT25j2iZOMVzglwniE0KUAkgn0XVCVCXlIKzs4drXE7UCUmWwTvn+iYMHugkSC+UgmATxgJlEzgkKXCeESBLsBBzXCdwE7gHEBAnhiO/IcjDrdH1IgAB7w
20298 | B1-TT-13101A-M4001 | Cu | 2 x 2 x 0.75 mm² | 20 | B1-JBAY-1341-X01 | JB HPH FI | B1 | 001 | 001 | B1-TT-13101A-B01 | TEMPERATURE 1 IN CONTROL OIL TANK |  |  | DSPW/SKID | -M4001 | Cu 2 x 2 x 0.75 | LOCAL Base Objects¦Cable¦A30¦Z20¦0502 |  |  | B1-TT-13101A-B01 | -B01 |  | -X01 |  | 2024-06-18 / Panek, P. |  | @@UU@@C@@ABBAAAsvUQhjHOZBjnMY50GOdBzoOhCFJOhKEpQlSEgUlCEIQlKQAUlKlASpSlAUBIFJAACVKAlKlASACEKABSgIUlSUqQACgKAoCkJUACFJQlKgAAAAAAAAAAAAAAAAAAAAAAAAAAAAAAAAAAAAUAAAAAAAFAAAAAAAAAAAAAAAAAAAAAAAAAAAAAAAAAAAAAAAAAAAAAAAAAAAAAAAAAAAAAAAABCt+j5Or7I83OJ5fJ8v9CefgBOkSeqjh6PpPG/Uv28nmuh8nLRf+4M/spn8P0s/uvXyHLyTbj2K//nz/fNMkTmyoM55Af+AT8uZDLzY8QFuMXDEUivKp+tC+jFIu3ZrgQVwXShJMwchLyRRCFCwzFEE6okgaiEKFcMwfiAYoEhCSqCmCc/wyBQwQRhvNtMxZqEwtYtSHJ67wSJAm/swyBpEgDDXfgoC8N+y6tG0S/e9LPpQtvaKe1WJrGQpaNnRnua5iN87WoCFeHDppnF3AE4gR/gOITiIWWG4SCYOiZSI4vzE411oZEgTmkSjez7FwFInAG3i3t2oD1ae/60KKMEbuzqb1WK4S4Vwhx/EB8ciW7fqtSiwSDJva2rmt3O3oxW/tb7BLaqim6c4mHJeuygRTva9+k58R3abq6Mebw3YL/Eh4Cu8Tf09fUs7ImUTFbooxk1U9QkPW4dNm3t5kLbROxk2eu5p2gJ62e/os3Oxrxe2s+MEqQsXLFGja1bUJ/n5hM6GmRMP72GQSzBbmswd+HHC3AQ5s3Qd0TsiZgTOJiEqE3Dj4RPF7hNgT2iQJ/gmMExAmvj9+M0284CVCdOqdIlvAK5AS4TwCZVKASQTx3XhLwlSkF/27uzmE98CUlQndP9E91ZgEg1CkErE+cBMYmQEgS4TwiQJdgIPFcJ3gTuAdsCBPriO9Ib7Dm9HlABAD4A=
20299 | B1-TT-13101B-M4001 | Cu | 2 x 2 x 0.75 mm² | 20 | B1-JBAY-1341-X01 | JB HPH FI | B1 | 001 | 001 | B1-TT-13101B-B01 | TEMPERATURE 2 IN CONTROL OIL TANK |  |  | DSPW/SKID | -M4001 | Cu 2 x 2 x 0.75 | LOCAL Base Objects¦Cable¦A30¦Z20¦0502 |  |  | B1-TT-13101B-B01 | -B01 |  | -X01 |  | 2024-06-18 / Panek, P. |  | @@UU@@C@@ABBAAAssUQpjGOcxznMY5zmMc5zoOg6UpOg6kISlCAKUpR0oQhKAASpIEgUpKgAUBIFJAACUqAlKlASACEKABSVJSlSkKSACgKAoCkJUACFJQlKgAAAAAAAAAAAAAAAAAAAAAAAAAAAAAAAAAAAAUAAAAAAAFAAAAAAAAAAAAAAAAAAAAAAAAAAAAAAAAAAAAAAAAAAAAAAAAAAAAAAAAAAAAAAAABCr8Hd6vtjy+wTx+Lv/0J5tgJ0iS6pu30XTwv1r5OXy44fFzTXPuDN7Z5fh6qv7vZ7Tm5ZV4vJ5v/l980qpESv2oMs8gH/gE/L0oW+nFhArxC4IicV5lP0mXz4ZC7lWcCC9BqkhIlKDlJPLE0ITLDKJoJYxJAUoQoXoZQfiAYYEhCRdgngltdf0TATsEEVXGaIqpJQt4W4hzc9ASEgTYEAdYSALSmiCYKBwWUo1CUetj1oVT6J9+kTKWE7pNGfcsb5N2roISpwX9VGGb5gE4gR/gOIThIWTDYJBKDolJIjh/MTiXJDISBPVISbgzYwJhNjqr4N79exq5OdCee/FAG9t079NglgrgDi3QLPlmEw7lSSy1CSLe1l57M+Ld4MeK7+1f0e0SMNNJRkltCVZaLcwET/JRMZu3iOOi29Pg7ubHgucKFBTQS72vXTV2RMgmLr6ZtBK7P1CQ6utq3dvPnQrrEo07HNKkCW3k2sG7vZY05MIJcQwLoibPp0460Jfz3xM6HYkJdq/esmtErwYc1eDkhxwtoEObs5eg7gm8JtAk4mES6J8Zx8In0+8TSJ7hIE/wTWCYQTRi+GI11+wBLonTjOkSvYK2glgneEyKTAkgTw2UCUCXVILnu39OYT4QJOXROM/0T33i+JBSTgl4TwAJiEtBIEsE1iQJZfIPqsE7gJ84HIBAn2RHJINjDm8/jABAD4g
20300 | B1-TT-13101C-M4001 | Cu | 2 x 2 x 0.75 mm² | 20 | B1-JBAY-1341-X01 | JB HPH FI | B1 | 001 | 001 | B1-TT-13101C-B01 | TEMPERATURE 3 IN CONTROL OIL TANK |  |  | DSPW/SKID | -M4001 | Cu 2 x 2 x 0.75 | LOCAL Base Objects¦Cable¦A30¦Z20¦0502 |  |  | B1-TT-13101C-B01 | -B01 |  | -X01 |  | 2024-06-18 / Panek, P. |  | @@UU@@C@@ABBAAAsqUQhjGOc50HMY5zmOdRzoQlCVIOg6QKQg6QASBCEoOhClJSBSQJUBKkgABIFJAACVJAlKlAUBSEKUBQAIShSkqSoAAKAoCkJUACFJQlKgAAAAAAAAAAAAAAAAAAAAAAAAAAAAAAAAAAAAUAAAAAAAFAAAAAAAAAAAAAAAAAAAAAAAAAAAAAAAAAAAAAAAAAAAAAAAAAAAAAAAAAAAAAAAABCs8Xf6z6/R7BPN5fD/Qnp4QTqEnro7vT4zyPjX7OX0Ww+XmouecM3tpn7vVX/d/ZyHNyzZi88//Pp+2a5InlyoM7MgP/AJ+fOhl58WICzELgiKRX8VP0oX8MNygXTv2bQEFUGmUJJmDmJaoohChYZiiCcYkgXkIUL8MwfkAYYEhCS7BTBOzuSBQwQRgqaIjBdJhbwtxDm9dQSJAnCEAbokAW3qoKGoaZwY7yNYlPQx0IV07NOq8JlLSl9W3tZ8jsE6roIXsGxuU4eABOMEf4DjE1kLLDjEgmDpmUiNfOJxrlhkSBOiRKNWbEBQJ3XRZq+X9dz5/WhRRf4p7XZ3r+/fyCZBW6BWHHgA7kiWbtiTgEgx6smLLXPbzZ7Nf7WT7RLll6Sq2c4leSq3KBFPbqoO5jxGuq2/xfvi47a7mtDvl+on6O1oveDDGoTOJbo+Sjsk3qesSHTf3dOiMyFdYm9o4nNOgCb+XZwb2/8cbeXCCXEMC7UUZ8PYitCf58ImZDckS5g01loleDQYc2GvvQ44C5DkAhzXek+YTfEyAmcTCJdE0nJrE+n3idgT3CQJ/gm6CYQTaxfDEbtnsAS6J1YzqEs4BXICWieATKpQCSCeS2oSoS6pBc92/t5hPhAlJdE1n+ie++bAkF4pBL4n1AJiEyAkCWid4SBLdgg8VonICcAGUCBPJEckhwsOb7/MACAHxA==
20301 | B1-VSD-13601-C4002 | 1- C5XFE-R /ST/ | 2 x 2 x 1.0 mm² | 100 | B1-TCS-1301C-XA10 | TPS I/O and marshaling cabinet | B1 | 002 | 002 | B1-VSD-13601-X91 | Turning gear box | B1 |  | DSPW/SUPP.FI | -C4002 | 1- C5XFE-R /ST/ 2 x 2 x 1.0 | LOCAL Base Objects¦Cable¦A30¦Z20¦0502 |  |  |  | -X91 |  | -XA10 |  | 2024-07-21 / Panek, P. |  | @@UU@@C@@AA8+AApYUQhjGMdBzHOc5znMc6UHShCDoQg6UASlCEgQhKFKQhCUqUoAFKSBIAKAlSgAABQEgAoClIAgCVISlKUqSoCVJQkClKUBSQKQoCVKQlSgAAAAAAAAAAAAAAAAAAAAAAAAAAAAAAAAAAAAUAAAAAAAFAAAAAAAAAAAAAAAAAAAAAAAAAAAAAAAAAAAAAAAAAAAAAAAAAAAAAAAAAAAAAAAABCweDj6joE5vaJ2wT3CdXN7v2qj9eH+PAfS4l+xfLzlHiD7vJ081Hqs/n8PHlNjrzg8tvi/+Pt5aYwRHkqzIMVSA/8AG12NdCMMgXsIt0/GKhXnExx6+WpYuSr6mYPRMkzBD44mPvIYWZognQJRgpGZAlHLDqQeYDCJAklcFME6PTQ0EEUsxFe7EwtwWOf2UhIkHmskDsCRqXJK5lrQr89C25Jv3khCa86TsoU20RcEtMxahVrEG9c05GSaQXRqZLKbNwAOMEf3DkE5CFlhxCQTBxQkkcnoE40thJEgT0yJR2sIEifk3s/rEimNbShtVbmnowCYBWpdhDhA1zfEw8FCztbokney4r2azg6RO3vbvewdYSzDkg6MomvraN27nuV7926JvnxmTi/OvsiWiadu5nr2TqEwym1l3C7eE1dW2A69m5jnGU/ohpxV3gS8Bo7WX2x8wm9AmjLcQyCWZMG3s2dmG/AmX5+k4xI3s4muCYeHNiExifDfEr0kcWoJHf94lgnUJAnd/sTcBMoJZk/zIX9uGr2ABcEx/1wV+GkpExVCvWzAmUSRMylAJfoBPDNQlQlxSCuvqD6u5s6olECUmoJ8Rh/0S7f983zAJBeawS+JRsABWJaCQJaJ8okCZLbxBHfoE4AT5BD6Iju9wONhz8v1qqCvwA==
20302 | B1-VSD-13601-C4004 | 1- C5XFE-R /ST/ | 2 x 2 x 1.0 mm² | 100 | B1-TCS-1301C-XD71 | TPS I/O and marshaling cabinet | B1 | 002 | 002 | B1-VSD-13601-X99 | Turning gear box | B1 |  | DSPW/SUPP.FI | -C4004 | 1- C5XFE-R /ST/ 2 x 2 x 1.0 | LOCAL Base Objects¦Cable¦A30¦Z20¦0502 |  |  |  | -X99 |  | -XD71 |  | 2024-07-21 / Panek, P. |  | @@UU@@C@@AA8+AApaSQhjGMhBzmOc5jnOZB0pQlB0IQk6kJAhCFIQgB0pShAEKApClAApIAKUBIAAAoAFASoCkqUgClISlKkqSoCVJQoCgKUBSQKQoCVKQlSgAAAAAAAAAAAAAAAAAAAAAAAAAAAAAAAAAAAAUAAAAAAAFAAAAAAAAAAAAAAAAAAAAAAAAAAAAAAAAAAAAAAAAAAAAAAAAAAAAAAAAAAAAAAAABCw+Hj6zpE5/YJ74J7ROvn9v7VR+un+PCeJtX6V83QUfQHk8vVz0eq//P4fbcZ9ecPm8d3/+P6vrqjFEeWrMgxqyA/8AHc3M6EWyBgtFvH4xUK9AmSPX9lSxqSr6mYPRMkzBD90TARGYohZKNkTDQNUgTMN0A6sHnAxCQJJVBTBPplkgigJq3omFrFjo/OkJEg88AaBI1K5qmWpDHbfpvJ99CFGDspLsoU5KI3JW8JOU1i8hV2yDfr1dE5GgoqEKYE2b1tlNm4AHGCP7hyCchCyw4xIJg8EJJHJ6BONLoSRIE9MiUbuICRPybNf1iRTGxoQ26tzR04RMIrUudDSBsHCJi4qFnb3hJOW62zWv8XUJ3d3f5cOYS/iyQdNwmxdxUd/g71um/WJpPgMt7TXvCXCaO5qdqvaOsTFKbfb3C9YJvZLU2L/dxzjKf0Q962uwEsA29+72R8QnBAmWtDGJex58Oe9uw2QJl6jkEjfzCa4Jh72XCJaJ37BK9sjj1RI+P3CXxOsSBOX+xNAJcCX8n+ZDBtQ1dIAagmP+uCv5qSkS2oVzawJcJImspQCYKAT5ZqEqE1FIK6+sPFw7XZEogSk1RNJi/0S9g904DCJBY1gmASjOAFYmUEgTKJzCQJky2EEfJQJwgnMIfDEcfMHgYe15PnVUFew
20303 | B1-ZHS-13121-C4001 | Cu | 4 x 2 x 0,75 mm² | 20 | B1-ZHS-13121 HAN 16A | POSITION HP STOP VALVE 1 |  | 001 | 001 | B1-ZHS-13121-B01 | POSITION HP STOP VALVE 1 |  |  | DSPW/SKID | -C4001 | Cu 4 x 2 x 0,75 | LOCAL Base Objects¦Cable¦A30¦Z20¦0523 |  |  | B1-ZHS-13121-B01 | -B01 | B1-ZHS-13121 HAN 16A | HAN 16A |  | 2024-06-14 / Panek, P. |  | @@UU@@C@@ABBMAAszUUpjmOc5zoMc5zmOg6EJShSkJAhKVJSlSUpShKEJUBSlKUBQEpApKgAUBQFKUpSQJABKlIUBSkqUpSlJUkCUKQkAAKAoCkJUACVJSlKgAAAAAAAAAAAAAAAAAAAAAAAAAAAAAAAAAAAAUAAAAAAAFAAAAAAAAAAAAAAAAAAAAAAAAAAAAAAAAAAAAAAAAAAAAAAAAAAAAAAAAAAAAAAAAAjzdz4PR8ynIjvv6R1kcSiPMir0Wb/L8Xx/JO5J3p+tJ+Ctn1Gry3/XZk/b+8v2XvoUuz2fT/9e73q0XKr4Smuon/CMv6eGRmzDYtSZGBJOKR47JO/du2JPFrFGSjwVhVWtHOVm1SykLJKStLKK81FZEsyVmOj7kTOiq2jBRXTQVlFFLJcsrTEwq0kxJOLjwGNFiK9UoMQ9hFRltyMqPDbMaVrp0VuiYUV6ZTH+UMHMweDGjRNbBPv3ssxq4B7NCTDkx2a+b1hHARP4OBHApJWUm6iitHLSKqcP4o7KbNCqKI/OqLOnoFUc6aORm3ORFMNtehDes6OG5FyScaePhG/VF3Y3Ur1UUXv31W59jQu07ObyotzLUW6kY+p1mnUuFjVgcdvtbmO+/c6+SrqeRcrvrd5G0jPdt3L2LczqehHkZ1hfhYtjaRmR8K9TWOubi7Rz+hpRrtlmzqzJGwLG20ub/PaRso6VUdFlby9FdW3MXvUm5STQKTZ9zEjldlHVRukcxFqMSN5w9hHa9KNtHnRRH+I55Gcjb0erQ3c3IIxI82l5kZt9JNRF6PfRsyLCKkfLfai1GKRRh8/Y9faR6qIwMSOy/1HpyMqKMbARkR2xGhGoiiL0fOiiL8qjt3o4COFE6VKe7U9uUmv7e6kID1g=
20304 | B1-ZHS-13141-C4001 | Cu | 4 x 2 x 0,75 mm² | 20 | B1-ZHS-13141 HAN 16A | POSITION HP STOP VALVE 2 |  | 001 | 001 | B1-ZHS-13141-B01 | POSITION HP STOP VALVE 2 |  |  | DSPW/SKID | -C4001 | Cu 4 x 2 x 0,75 | LOCAL Base Objects¦Cable¦A30¦Z20¦0523 |  |  | B1-ZHS-13141-B01 | -B01 | B1-ZHS-13141 HAN 16A | HAN 16A |  | 2024-06-14 / Panek, P. |  | @@UU@@C@@ABBMAAsxUQpjnOc5zoQc5znOc6FIQhSUpAlKUgSkCVISlSEoSBIFAQACgJSpKgASAClAUBSlJApSlIApSkqUpSlJUoCUpQlQAKAoCkpUACVJSlSgAAAAAAAAAAAAAAAAAAAAAAAAAAAAAAAAAAAAUAAAAAAAFAAAAAAAAAAAAAAAAAAAAAAAAAAAAAAAAAAAAAAAAAAAAAAAAAAAAAAAAAAAAAAAAAjy93j9T4nKj6H8o4EcikehFnqu6/m9/4O9O7J35+dT7lrvkNPn0/Tdj/T+sn1aWdW3m+PR/9vl79qZVmqErJYT/hGT8vDIy5RtX0mNeSTkkeK6T59vmXJP12CmOngtCy1qbFpyVdULpKlqupbeRaRMdL1YqfYiZkWXqXqWhUpSrS1ViXlqkvpOTx3iyMKLavbLDEOYiw0TDkXTAnh0aL23EzIv3dQrFX4QvyN27wY0a2hen28/ZtTGuvkMGPFdh4BHCRP3OFHCqS0qb6KWp5qiyux96OJNNFkUj8bIu6eYWRvzlbe7yoq/XPhzujf2kbSSeNPFwjrWRtdfg5qXdVFNLyasGfb7TTy7mbIxedFMrCjBsRk6zPqaxwXmy+8mDX1rtfl4+HFzl262lsa/0EbEZc+5vNLDpzK9SP2ZlxzMDDtbiMqN/3mpXSHXm3Wfo9LQjZgl2vVlSMguey0N7+O2jWjqWRjc902lF2rcmHjqb9SZxU18WFHV8zso4Ec0jeRgRiR0HFwo7nrRuo9KKR/aOiRmI3c/+Z3Oy+URhR6ND0Iy+4kmojSjjRrkXEWI+HTfRfRhkUwenh9rcR/lIvMKOy/1HrxsiKYl4jGjuCM6NRFI0o40UjTkU7elHYI4kTvVXu2O1Kmz6/mSEB7A
20305 | B1-ZHS-13161-C4001 | Cu | 4 x 2 x 0,75 mm² | 20 | B1-ZHS-13161 HAN 16A | POSITION LP STOP FLAP |  | 001 | 001 | B1-ZHS-13161-B01 | POSITION LP STOP FLAP |  |  | DSPW/SKID | -C4001 | Cu 4 x 2 x 0,75 | LOCAL Base Objects¦Cable¦A30¦Z20¦0523 |  |  | B1-ZHS-13161-B01 | -B01 | B1-ZHS-13161 HAN 16A | HAN 16A |  | 2024-06-14 / Panek, P. |  | @@UU@@C@@ABBAAAsoUQpjHOhBznQZB0HOdCEJUk6kpSlKUqSBQEoSpCEJAAClJSBQEqSpIAKAoCgAUoCkqAkCUpApSkqUpSlJUpKkpSoAFKAoCkpUACVJSlKgAAAAAAAAAAAAAAAAAAAAAAAAAAAAAAAAAAAAUAAAAAAAFAAAAAAAAAAAAAAAAAAAAAAAAAAAAAAAAAAAAAAAAAAAAAAAAAAAAAAAAAAAAAAAAAjw7PW9LyI7ruP6RwIuUjzo9Nun5ex2fjnxSdqflU+1a75zt+bR3Lsn5/3l7uhuq2tv5uT/9vo+m1MFmmEresJ/wjL+PgkYYDNiSZF6Sd6R+t0nb2uXck/TeFMlO/aFlrU5i071XVC6SparqW1otImSpfs2fWibaLL6X0tCpSlWlqrOvWqTEk73ivLIrYRrbVLhsjlIsNzYyrpjTPnuzRMEW0uUeC7J98Lse3i79ZUamhjRfPs5uaZFryGPJs3bvAI4iJ/BxI4lSWlTmopanlqLK4/uR1E0UWRSPwsi7o7YsjkTN4Vez40VirnQ5nQxZkZkkyJ4eEUjgzdPWlvcRTxbmGXlOj4d3DK8yOlwt5GPeRmvxM+lqF97ViYY8XS954teHjrTqzanV8jOtxMXPRjRuZ9zM0tjXgr0owb7SvNv2tlkw5CM6PgaVdAYcs3Odz9aN/HLt7TtJGUZb2lnav566NKOjZG4jNo9tuzH1qnIqTbFTVsI8rjR+6OSRvoxIxo5bj4Udj1I3UehFI/xHNI2yN/P687Xh+wjYR59x50YcCSaSNCOqjVIuIsR8ujEjEjYkUx+jg17yPXSL2wjif6j1ZGVFNleRkR8IjOjSRSNCPfRSNGVTr6Ee6RwonyVXHY6kqbv1doEB7A=
20306 | B1-ZLS-13122-C4001 | Cu | 4 x 2 x 0,75 mm² | 20 | B1-ZHS-13121 HAN 16A | POSITION HP STOP VALVE 1 |  | 001 | 001 | B1-ZLS-13122-B01 | POSITION HP STOP VALVE 1 |  |  | DSPW/SKID | -C4001 | Cu 4 x 2 x 0,75 | LOCAL Base Objects¦Cable¦A30¦Z20¦0523 |  |  | B1-ZLS-13122-B01 | -B01 | B1-ZHS-13121 HAN 16A | HAN 16A |  | 2024-06-14 / Panek, P. |  | @@UU@@C@@ABBMAAsxUQpjnOc5znOg50HQc6EIUhKEqSlKEgSlIEpQhSEKABQEqSAAEAApKgKUBQFKUBKgJApSlIUBSkqUpSlJUoCUqQkAAKAoCkpUACVJSlKgAAAAAAAAAAAAAAAAAAAAAAAAAAAAAAAAAAAAUAAAAAAAFAAAAAAAAAAAAAAAAAAAAAAAAAAAAAAAAAAAAAAAAAAAAAAAAAAAAAAAAAAAAAAAAAj2O73PT8iudH0v6R2kcykedFnpu4vL7/wfFO7J35+lT71ru8bWz5rfVj/X+8n16XzKzZ7u9/9rd+1MrVdphKtYT/hGP8/DIzZhlvpMa8knNI8V0n0Zt+5J+2oUx08FoWWtTorTmq6oXSVLVdS3sotImOpexWfaiZ0WXqXqWhUpSrTKutWC+tUmBJzeO8YkXIt2ShvooZMd/GyI8OCViTANGe/miYUWv9ctj/GF/cveDGjEu1Kn3dPJMS14hfxYbtWPtCOMifwcaONUlpU6aKWp5aiyuT8Ee4m1RZFI/KyLutoFkbPRnO2NPOisF1unDX7XBh2EbCSeNPFxikZuHi0pd2EU0v32s+Xhv9fq7mfzIwZmu/rRk7LRtNQuarzx38Gm/3LtfDi0atEN9717yMq6722LgRto2cuButTD0NCvSjyM6428DDl3UbCNxpV1RvZeCaK6nBs78NvDL2vVnSMwubrS3v55Ua0dayOkyNDXtIu17kxdupvVJsiprwI8rkR2Eb5G6i+jAjpOPiRy+pG4j0IpH+I6hGcjb0evQ6OxziMKPPsvOjY4Uk2iNKO2jVIuIsR8em+i+jDIpg9HF0NtHrpF5hRyP9R6sbIimJeIxo5RGhG0RSNKPlRSNORTl0o4yOQcopHw1Xbse7Km39nzpCA9gA==
20307 | B1-ZLS-13142-C4001 | Cu | 4 x 2 x 0,75 mm² | 20 | B1-ZHS-13141 HAN 16A | POSITION HP STOP VALVE 2 |  | 001 | 001 | B1-ZLS-13142-B01 | POSITION HP STOP VALVE 2 |  |  | DSPW/SKID | -C4001 | Cu 4 x 2 x 0,75 | LOCAL Base Objects¦Cable¦A30¦Z20¦0523 |  |  | B1-ZLS-13142-B01 | -B01 | B1-ZHS-13141 HAN 16A | HAN 16A |  | 2024-06-14 / Panek, P. |  | @@UU@@C@@ABBMAAsyUQpjnOc50HQc50HQk6DoUpKjoSlCUpAlSgIShKEJApSgKUkClJUlKgAUoClAUBSkpABKlJSpSlKUpSlJUkCUpSlQAKAoCkpUACVJSlKgAAAAAAAAAAAAAAAAAAAAAAAAAAAAAAAAAAAAUAAAAAAAFAAAAAAAAAAAAAAAAAAAAAAAAAAAAAAAAAAAAAAAAAAAAAAAAAAAAAAAAAAAAAAAAAjy9b3vO+Z4Udl/SOBHaUjyos893D4+r8XxzrSdifrU/Ba76DRteS31Y/2/vY+vQzq2c3z/T/9uv2LUysd23CVawn/CNj9O5Iy5RkvpMa8knakd66Ts7Ou5J3dIpjp99oWWtTeWnbq6oXSVLVdS3rItImOpipf+1EzIuXUvUtioWlKVdLVV15apL6Tt9+8WRhRbgKGtFDPMeDGvTAncvjPnv5ImVGC7newW2PyhnwyN2/v5EchmXj7t/JMS14hfxYbtjgEcRE/g4kcSpLSpvopanjqLK4/xR0k0UWRSPzsi7n5hZHJnhbO74UVfrfhe5XNwZEZEk76d7jFIycPR9dLvZRTaeDPmye34OXq1Z9jyI48zVg1I2eFo0twZLzcvvBg4eG2bd8V/DnhvOnjwMi7iYeYjSjLiy6m0w686vOj92ZcYuVhYsmpGVGDqNCtYyXs28czm7WuGnFL2LTyMyRsi5qaHq/z8KNKOfZGNnbzbRdp1OfWLp1OTUm0Km5hR43SRzkayN1F9GBHLcfRR1fQjUjzIpH+I5hGYjVn9Odry+IRhR5dp5UZegkm2RoR7qORIuIsR8ui+i+jDIpg83R5O4j00i8wo6D/UejG2EUxLxGNHUEZ0bZFI0I99FI0bCnwaEcRHGOAUj5Kr3LHtSpufZ10hAeoA
20308 | B1-ZLS-13162-C4001 | Cu | 4 x 2 x 0,75 mm² | 20 | B1-ZHS-13161 HAN 16A | POSITION LP STOP FLAP |  | 001 | 001 | B1-ZLS-13162-B01 | POSITION LP STOP FLAP |  |  | DSPW/SKID | -C4001 | Cu 4 x 2 x 0,75 | LOCAL Base Objects¦Cable¦A30¦Z20¦0523 |  |  | B1-ZLS-13162-B01 | -B01 | B1-ZHS-13161 HAN 16A | HAN 16A |  | 2024-06-14 / Panek, P. |  | @@UU@@C@@ABBAAAsnUUpjGOdBjnOc50HOg50JQhKkISlKkJSBKVJSlKEKUkCgAQkCgKQlIAKApQAAUoCVKAkCUpUBSkqUpSlJUpKkpSkAAKAoCkpUACVJSlKgAAAAAAAAAAAAAAAAAAAAAAAAAAAAAAAAAAAAUAAAAAAAFAAAAAAAAAAAAAAAAAAAAAAAAAAAAAAAAAAAAAAAAAAAAAAAAAAAAAAAAAAAAAAAAAjy9rj9byo7zuv6R00WKI9KPXXqefk7XyzsyfVP0pPvVs+k7mz6K92/9f7xd7Q1KZM30X//Xt/XWi1qs0wlK1E/4Rf+fhkZMgx3JL1qSd+R+9kncyb1iT9tQovo8FYVVrRvqzv0spCySkrSyiu6isiX0mxRd9qJmRYsotorCkoopWVpTParSS5J3/HaVRTCj3yo3kUGzfgvWzAloz5rcUTIiunw75SzF+MMGK3wYkaWpgRdPu5uXHMV1LakMOK+zV0xHCRP4OFHCpJWUnNRRWjz0iqnF+CPgTRQqiiPyqizoZhVG7PEybvkRS6nOhzOC7GjGkl6eLrCiMXT6mXlpb0UUeO3Li3t/o+TXmxvQjra7taMd7PpbQsbVrx3fEu2ul5uxk4cWlsw49bOrxcTDz0bCNF23uNLDpzKetGVynAtN/C2Mm6jMj49tzNSvQGbZuODn+bTDbwy3XtZkjGN21utzacr+fkRto6VUYGlGTV0VvKbdNjsUnu0k2RSa70ed10c9G8RuIuRgRznw8SOT2I20epFEf4j3iMxG5n9udvZfKIwo9Oy9KMvVSTSRoR2EbUiwipHz6LkXIwyKMHq4eXrR7aItYUcD/Uey9iRRsLSL0dkRnRpIojQjjRRGjEo5NCOsRwjkFEfNSnVqdeUmv7O2CA9wA==
20309 | B1-ZT-13121-M4001 | Silicone | 3 x 2 x 0,25 mm² | 20 | B1-ZT-13121 HAN 10A | POSITION HP STOP VALVE 1 |  | 001 | 001 | B1-ZT-13121-B01 | POSITION HP STOP VALVE 1 |  |  | DSPW/SKID | -M4001 | Silicone 3 x 2 x 0,25 | @30¦Z30¦A50¦A10¦A20¦A10¦A10¦A45¦A50¦0000 |  |  | B1-ZT-13121-B01 | -B01 | B1-ZT-13121 HAN 10A | HAN 10A |  | 2024-06-14 / Panek, P. |  | @@UU@@C@@ABA4AAslUQpjnOc5znQc50HQdCEJSlCTpShKEpSlIFJUlCEKSpIFKSoAAJAlIAASBQFASBSkgUBKlJSBQFJAoCVAQkCkqQkAAKAoCkpUACVJSlSgAAAAAAAAAAAAAAAAAAAAAAAAAAAAAAAAAAAAUAAAAAAAFAAAAAAAAAAAAAAAAAAAAAAAAAAAAAAAAAAAAAAAAAAAAAAAAAAAAAAAAAAAAAAAAAjzd/ue/61cqPG/lHYR5FI9qLPfd2fX3u/4J35P0+5PMtd9htezT9/Jeyf1k/DS8KtjPd4v/t4rrUyLNmErVYT/hGPz8iOTNmGxgSZF5JPLI/W6Tx5tdyTLqFMdPytCy1qeRadCrqhdJUtV1Lc5FpEx1MVPxRM6MNyqXqWhUpSrTKutWBfWqTAk8npvGJFyLfGUMI56LDJfxsiPLfmJL2jPe2ImFFutK9ELt27kaMSKal6ejfzTEteiF/zYbtv5BHGRP3ONHGqS0qdJFLU9dRZXy/mjtSaalkUjz2Rd1s4sjdnU5Wbm8qKwV1OjeyoypJz09PEKRj7O8luuimdwaM+Tttng1ZvYjb4s6/toydds4JqFzVeem/1cXN2+HF3Oxk23DD583qYl2w4WLpo3Eaf25lc5uMPQ0qe9HqaF038DDl3kZkb7aV1Rry5+KdXrar5bVp2EjfRlF5zGy1/x3UakdGyMPAyum0otq3Wusf0VN6i9UyCpuXYUet8yOwjWRzUX0YUdJ2uNHd+CN1HuRSP7RwEZyN3R/mhrzcojCj27L2ozdlJNojSj6UapFxFiPq030X0YZFMHu4d7cR/lIvMKNb/UfDGyIpiXiMaO8I0I2iKRpR4UUjTkU72lHCRxIngqu3Y7Uqbfl+0kgHxA
20310 | B1-ZT-13131A-M4001 | Silicone | 3 x 2 x 0,25 mm² | 20 | B1-ZT-13131A HAN 10A | POSITION 1 HP CONTROL VALVE 1 |  | 001 | 001 | B1-ZT-13131A-B01 | POSITION 1 HP CONTROL VALVE 1 |  |  | DSPW/SKID | -M4001 | Silicone 3 x 2 x 0,25 | @30¦Z30¦A50¦A10¦A20¦A10¦A10¦A45¦A50¦0000 |  |  | B1-ZT-13131A-B01 | -B01 | B1-ZT-13131A HAN 10A | HAN 10A |  | 2024-06-14 / Panek, P. |  | @@UU@@C@@ABBgAAtBSQpjHOdCDoOc5znOk6EJQpCFJSlCkqUoAEoShSEKUlSkqUBKkqABKlAApQAKAACVAUkCkqQpSgJAoCVASkCUqQkAAKAoCkpUACVJSlKgAAAAAAAAAAAAAAAAAAAAAAAAAAAAAAAAAAAAUAAAAAAAFAAAAAAAAAAAAAAAAAAAAAAAAAAAAAAAAAAAAAAAAAAAAAAAAAAAAAAAAAAAAAAAAAjy9v5vV3X2rfg5kdl/SOIj0I7z1Xcfm7f0/XPqk/bup31ru4c/z7fe8N+P+8f46W4rJmut/9vu++1MblaYS/XYT/hGz4PCjw5swy4UmNekn5yPHdJ3stujSTa1imzTRaFlrU5Vp0auqF0lS1XUt7SLSJs1Nin6ImZFmKl9LaaFpSlXTIXWrAqpL8KTl8mAsi9FqRscJcN9FDHh2X5XzDJiv0Z9qJhykVwyvFC7oXacSPEs1r50skxLXBmojB38V2vrCOQifwciORUlpU4EUtTzVFlcn6o+GTVUsikeCyLvf6DOLkbk5mXAN3mRWGup1HSwZEZEk+RPJxikY+LfS2NFM73NGbH12rx1k0POjL8HVzsWFGPqtGGahc1XrsuC9qydjd4d6se84odjytpbLssV7po1oz/vuTdWYt/Op6keVaYOjhbuPdRkRuNStwac2w6fBl60wl2rRkI6iNoXtxvZn89pGpHt+8uRtOBj1Iu17c2PlqbtSYhU14UeZyI91GkjcRgRhR0nHxI+j1o1o9KKR/iOAjMRt5/Znb+XmEYkejQ9CMvWSTURpR2Ec+RcRYj7NOBGBGKRTD6eHe20eykXsSOR/qPXssaKbC8jZR2hGdGoikaUdlFI041Pn0o65HGOMUjt1Xx2PilTb5e4EgOc
20311 | B1-ZT-13131B-M4001 | Silicone | 3 x 2 x 0,25 mm² | 20 | B1-ZT-13131B HAN 10A | POSITION 2 HP CONTROL VALVE 1 |  | 001 | 001 | B1-ZT-13131B-B01 | POSITION 2 HP CONTROL VALVE 1 |  |  | DSPW/SKID | -M4001 | Silicone 3 x 2 x 0,25 | @30¦Z30¦A50¦A10¦A20¦A10¦A10¦A45¦A50¦0000 |  |  | B1-ZT-13131B-B01 | -B01 | B1-ZT-13131B HAN 10A | HAN 10A |  | 2024-06-14 / Panek, P. |  | @@UU@@C@@ABBgAAs/UQpjnOc5zoOc50HQc6EoQlKUqQpKkpUgCVISlSEJSkCAKSoCgJAlSQAAoClAUoCkgUkCUqSkCgJAoCVASkCkpQlQAKAoCkpUACVJSlKgAAAAAAAAAAAAAAAAAAAAAAAAAAAAAAAAAAAAUAAAAAAAFAAAAAAAAAAAAAAAAAAAAAAAAAAAAAAAAAAAAAAAAAAAAAAAAAAAAAAAAAAAAAAAAAjzfV2Pb9rurd5yI+l/SOoR60d97buH04e39c7cn691PEtd+Bq9Wvv+S9k/vJ+Wl96sue5/9dz8bUyMTZhL2qwn/CMnj8iPJnzjNgSZF5JPDI/a6TvZudck2NQpjp4rQstangWnw1dULpKlqupblotImOpip+aJnRZhpepaFSlKtNhdZV5VSX0ng816YauRZFqRwFhuooY5fxPDemBLtGfJEv5SK5XBLeWF7cuv6cSPLdVzWvzezTEtcQveLBdr6YjiIn8HEjiVJaVOeilqemosri/RHVk01LIpHjsi7fziyNc5GXc3XIi2Crh0Og3sGVGVJONPNwikbHU5qWyIpofHs58nndPj15vUi9v5l/UjH0mjBNoX3y32rA8+G51cFul6Ol1Me84YfPgYltznsN50UbaNHJuTa5a5i52yp7UfutN6+5W7l5iM6Njea1b4z6qxuj8mLmzAXatOUjfRsC83XOzv57KNpG9ZG+2HRbSLa8u3MXYqcupLwqa8CPS66OBGkjlIvowI+J1uJHZ9yNtHsRSP8RzyM5G3o9+hzc3oEYUevZetGb5kk2iNKPoRqkXEWI+zTfRfRhkUwezg5m2j30i8wo6z/Ue7GyIpiXiMaO0I0I2iKRpR9yKRpyKdrSjrkcI4xSOOq47HXlTb8PcCQHwA
20312 | B1-ZT-13141-M4001 | Silicone | 3 x 2 x 0,25 mm² | 20 | B1-ZT-13141 HAN 10A | POSITION HP STOP VALVE 2 |  | 001 | 001 | B1-ZT-13141-B01 | POSITION HP STOP VALVE 2 |  |  | DSPW/SKID | -M4001 | Silicone 3 x 2 x 0,25 | @30¦Z30¦A50¦A10¦A20¦A10¦A10¦A45¦A50¦0000 |  |  | B1-ZT-13141-B01 | -B01 | B1-ZT-13141 HAN 10A | HAN 10A |  | 2024-06-14 / Panek, P. |  | @@UU@@C@@ABA4AAspSQpjnOc5zIQc50GQhKEJSlCUoUBKEqShKkpUhSEpSoCQKSoCgJAlIAASBQFASBSQKUBKlJSBQEqUBSlAQoCkpQkAAKAoCkpUACVJSlKgAAAAAAAAAAAAAAAAAAAAAAAAAAAAAAAAAAAAUAAAAAAAFAAAAAAAAAAAAAAAAAAAAAAAAAAAAAAAAAAAAAAAAAAAAAAAAAAAAAAAAAAAAAAAAAj0d7t+19TkR4n9I6yPGpHrRZ7buH093vd+d6T9ftT8VrvrMPVh93Hiv/u/78GpWvp8GL/7eH7LU1lmEJWSwn/CM/6caOPRoGvkSXsSSeSR+90ni0dC5JrbQpnp5bQstanjWm9V1QukqWq6luci0iZ6man4ImlFmWmKloVKUrVdLqrOxrVJkSePzYjNcikW6pQyjnosNiX5b3kxzMl2xsa8THmRXBK/aF0jYuwyopqceKqc7J8FtEuXYgxURk8ua7l9YRxET+DiRxKktKnRRS1PTUWV1/yR2JNmpZFI/OyLuDSLI25yNfmciKx4lulvY70XpJ5083EKRfw85LdRFNDf1ab6dXThr+pHx7+hjyIz9RpyTAXMMTzY+3k6vT0fFdm3XDDtehoW4WTfRy0avPo5jaZd3Up7UehpXTc6GVm19xGlH0NlXTGthq6Xw3cUxl21hrJHAi8YnMam7/PcRso6Ga5F7gb7ZRdtbbTWf5qnNo6NTGKm3lR6Xyo6yOeRzUY0ZEdF2eujue5G4j2IpH+I6RGkjc1e/U3tHIIyo9ew9aNHyJJskYI+dG1IuIsR9OGNGNGWRTJ7OHd20e+kYmVHZf6j3Z16KZmIjOjuiNSNkikYI8CKRhep3cEdcjsInfqu1Y7EqcvyeEkgHKA=
20313 | B1-ZT-13151A-M4001 | Silicone | 3 x 2 x 0,25 mm² | 20 | B1-ZT-13151A HAN 10A | POSITION 1 HP CONTROL VALVE 2 |  | 001 | 001 | B1-ZT-13151A-B01 | POSITION 1 HP CONTROL VALVE 2 |  |  | DSPW/SKID | -M4001 | Silicone 3 x 2 x 0,25 | @30¦Z30¦A50¦A10¦A20¦A10¦A10¦A45¦A50¦0000 |  |  | B1-ZT-13151A-B01 | -B01 | B1-ZT-13151A HAN 10A | HAN 10A |  | 2024-06-14 / Panek, P. |  | @@UU@@C@@ABBgAAtBUQpjnOdBznSc50HQdBzpQlSEpSlKVIShQEoUhKFKQlKkgUpIEgUlKlAApQAJAACVAUkCkqQBKgKAoCUqSBKkqSkAAKAoCkpUACVJSlSgAAAAAAAAAAAAAAAAAAAAAAAAAAAAAAAAAAAAUAAAAAAAFAAAAAAAAAAAAAAAAAAAAAAAAAAAAAAAAAAAAAAAAAAAAAAAAAAAAAAAAAAAAAAAAAjy9z5vb31d197zo7L+UcJHrR4Htu4vT3Pp+ufVJ4++n5LXd42vVq8HkvY/6x/hoZ1crNr2f/t9v3WpynI0wl7JYT/hGTxeRHkz5xlwJMa8knhkfrdJ4MvOuSZNQpips2hZa1ORaaquqF0lS1XUtzEWkTFU2KfiiZkWYaXqWhUpSrTIutV5VSX0nJ5rxhuRayOBHjouHNRQxzBieG9MCXZNnPyomC8ivM4Zbywvbl21cjYRu3NS/PK6OaYlrxC/+eG7Xz+qI4yJ+5xo41SWlTeRS1PTUWVx+JHWk2qlkUj9LIu6m42RcjXNndZsA5nnRWHBbe3l/oZUZUk7Cb/EKRk6PNS2NFNl0tGbHznT07eX1I+LXmdPBrRk+FowzbFzbvPNfucO16N2/1ODFecMPlwsa2tgufAjbRk2/21zcWbG7nU9qPQtNN9ryctGVHL7LSrfGnNib3T0dKYC67Toykb6MgvNxu5n8dpGlHOsjfZHSbSLbeqYexU5lGepQqasCPS6yOBGgjWi+jAjoOP40dr3I1I9iKR/aOeRmI1Z/8zt3L5xGFHr2XrRl6qSbRGhHzo0yLiLEfZovovowyKYPZwe/qR/lIvMKPkf6j3YmNFNheIxI7YjOjaIpGhHdRSNGNTt6EdcjiHEKR9FV17HHKmrk7wSA94=
20314 | B1-ZT-13151B-M4001 | Silicone | 3 x 2 x 0,25 mm² | 20 | B1-ZT-13151B HAN 10A | POSITION 2 HP CONTROL VALVE 2 |  | 001 | 001 | B1-ZT-13151B-B01 | POSITION 2 HP CONTROL VALVE 2 |  |  | DSPW/SKID | -M4001 | Silicone 3 x 2 x 0,25 | @30¦Z30¦A50¦A10¦A20¦A10¦A10¦A45¦A50¦0000 |  |  | B1-ZT-13151B-B01 | -B01 | B1-ZT-13151B HAN 10A | HAN 10A |  | 2024-06-14 / Panek, P. |  | @@UU@@C@@ABBgAAtAUQpjnOZBznOc50HOhCDpSlCUoUlCkAAoCQJUhSVISpSUgSBSkgSBSQAApQAJApSVAUkCkqSkClJABSkgSlSkASkAAKAoCkpUACVJSlKgAAAAAAAAAAAAAAAAAAAAAAAAAAAAAAAAAAAAUAAAAAAAFAAAAAAAAAAAAAAAAAAAAAAAAAAAAAAAAAAAAAAAAAAAAAAAAAAAAAAAAAAAAAAAAAjz/T2PZ3ldx+DzI+h/SOMj1I772XdT0X9v6p25PH3k8S13dNXp3e/5MGT+8n46mlWbR9n2//b7vvtTMyNcJgy2E/4Rl/XyI8mnSM+JJkYEk8Mj97pO/n4LkmXdFMdPFaFlrU3lpwVdULpKlqupbnItImOptU/JE0IsvpgpaFSlKtLVVyqkwJPBy4CyMVqR00lhzUUNMYdp4cExJdp0ZImHMiunKt5YVsu27kXo/O5uMM8ro8rRMi7CM9El+PHdu8YjkIn8HIjkVJaVOFFLU9FRZXJ+iOrJrqWRSPHZF3w6BZGybGbmc15kWxVcODpcXEv5+hGhJOsnL1BSM/Hl4EuyopqcWvFpy9F+2fe0elHHj0MO6jJ0m3iZBVzXgcuC5s62bXtbfTyc9xw2vOyrcDFc4UbqNOXRNiy/ToU9iPOtN/C15N5GZHztSuIauZoxuH4NXHLy7c1ZyN9GYYHMY9/S/nso3EdCyOJme+1otu7Jf16nOqTbFT5dl16PQ6qOkjWRzUYUXo4XJ1Edn2o2I9aKR/iOgRoI2afdpdDP5hF6PVtvUjP8aSayNSOwjckXEWI+vVhRhRfIpi9fxb+8j3UjAvR1X+o9uNkRTaYCMaO0I0o1kUjUjuIpGrIp2tSOsR8g64pHaquvY+aVN7wd0JAe8A==
20315 | B1-ZT-13161-M4001 | Silicone | 3 x 2 x 0,25 mm² | 20 | B1-ZT-13161 HAN 10A | POSITION LP STOP FLAP |  | 001 | 001 | B1-ZT-13161-B01 | POSITION LP STOP FLAP |  |  | DSPW/SKID | -M4001 | Silicone 3 x 2 x 0,25 | @30¦Z30¦A50¦A10¦A20¦A10¦A10¦A45¦A50¦0000 |  |  | B1-ZT-13161-B01 | -B01 | B1-ZT-13161 HAN 10A | HAN 10A |  | 2024-06-14 / Panek, P. |  | @@UU@@C@@ABAsAAsbSQpTGOYxzoMY5zmOc50oOhJ0pQhCUJSpSgJQo6DpQlQEgSpQFAQhQAKUACgAUoClJApSUqSlQFJAoCFAQoCEpQoCgKAoCkJUACFJQlKgAAAAAAAAAAAAAAAAAAAAAAAAAAAAAAAAAAAAUAAAAAAAFAAAAAAAAAAAAAAAAAAAAAAAAAAAAAAAAAAAAAAAAAAAAAAAAAAAAAAAAAAAAAAAABCt+bxdRzieU8h/QneEmQJ0idUt/o4uP53jX9PGPoJT+sPu9d3k5aMH94PLcZiLMP1bX/y+zxygsJGRBjPIB/4BMHJyicuHCBZeFwFAr5lOaa/fbtzF2M4EF+D8pISJSg/Ak7kThCawyicEtIklG/DXB+IjhEkVQUQS5IAkwQRNlEYyklC3hfN6aAkJFSmkJAVAdoSQF16+eehqGd2PYRptEjbY/VCds7p1CSMpMSh2+UsaydAIXvRXPLvgJrBH+A1iayFkw7okEoOiEkR3/zE4VuhkJAnJISfvYQJCZnmLNn1CRTHbn2cAmAVrH08AECX/h0DLuiQbmG2/Ye/4LrObYOD1ibuqbVnEs+AupMwEZKDNSW04jR6u/TZT3q8hqQ8OXnMJPUVdsSsTHz7O0ZirtYiDqEtNo3ih3KiuzSJhE+QyEaQLMO93MuopiGeXHsCncEwAUGyYjL/PyiZBOzITFvFwluTdztfih0QuMCHP+5WJ0HgEmJ2ATQJSJeE2zh1icXtE64nsEgT/BNAJhBOvi92I02/sAlQnTjOkS3fFcgJcJ8YmVSYJIE+m6kSkSpSC97N/sZxPdAlBUJrP9E9t8wCQVlAJfE4wExCZASBLhPCJAl2Ag4rhNQJwCP0RHxSDhYc3n+0UQAOs
20316 | B1-ZT-13171A-M4001 | Silicone | 3 x 2 x 0,25 mm² | 20 | B1-ZT-13171A HAN 10A | POSITION 1 LP CONTROL FLAP |  | 001 | 001 | B1-ZT-13171A-B01 | POSITION 1 LP CONTROL FLAP |  |  | DSPW/SKID | -M4001 | Silicone 3 x 2 x 0,25 | @30¦Z30¦A50¦A10¦A20¦A10¦A10¦A45¦A50¦0000 |  |  | B1-ZT-13171A-B01 | -B01 | B1-ZT-13171A HAN 10A | HAN 10A |  | 2024-06-14 / Panek, P. |  | @@UU@@C@@ABBUAAs0UQpjHOc5zoQdB0HQdB0oQlCkqQhKUpUpQFAQhKUISpIFAQlSgJSpKgKUBQAAABSQASpKkqQBSQKABSkqSkCkpSoAAKAoCkpUACVJSlSgAAAAAAAAAAAAAAAAAAAAAAAAAAAAAAAAAAAAUAAAAAAAFAAAAAAAAAAAAAAAAAAAAAAAAAAAAAAAAAAAAAAAAAAAAAAAAAAAAAAAAAAAAAAAAAjzdzl9n2q+550d98r+UcRHqR7LdX0fP3Pqn0SeLvJ+K132Hf9OrweO/L/WX79DdVr7HO7v/2t3rU1nM2oS/VYT/hGX8/Gjx7GwM2FJlXpJ+Ej9bpPBm37kmtqFMlNm0LLWpzLTfq6oXSVLVdS28i0iZKmOnhRNhFmKl9LQqUpVprLrVeqpMCTm8t5ZFYpHhR+nEXjfRQ1sWV4b5hS7Rs68TBsIrocEt5IX8+7TjRS/UvlkcHkzTGuuwEMO3ju1cIjkIn7nIjjVJaVOkilqeiosrk/JHXk2qlkUjxWRd8OpnFyNM7DNgG55kVhrp9Nfv66NdJMqeXgFIy8W8lsqKcGfNk+J5sG1rZHpRh62DaRku+Bms2RS5s3vNeufI3MvZ6v7aOHW2nWhy4+czLtdiudFGNGfz86ZlmLe2FPYjcdFdOhhbutz0ZkcPzNKuoN1t7OV0unpwZalXVt6MxHURri9utvO/jtI0o96yM/vtCM2nU6fHbJy1N6pNAqbmNHoddHuo0kbqMCMKOBydZHb9qNxHrRSP7RzyNgjcz/5ndDN5xGJHq2XqRm4kk2iNCOVGmRcRYj69GBGBGKRTD6+He1I/ykXsSOR/qPbkZUUxryMiO2Izo2iKRoR2UUjRlU7WhHYI4xxikfTVdix8cqaubuoiA9w
20317 | B1-ZT-13171B-M4001 | Silicone | 3 x 2 x 0,25 mm² | 20 | B1-ZT-13171B HAN 10A | POSITION 2 LP CONTROL FLAP |  | 001 | 001 | B1-ZT-13171B-B01 | POSITION 2 LP CONTROL FLAP |  |  | DSPW/SKID | -M4001 | Silicone 3 x 2 x 0,25 | @30¦Z30¦A50¦A10¦A20¦A10¦A10¦A45¦A50¦0000 |  |  | B1-ZT-13171B-B01 | -B01 | B1-ZT-13171B HAN 10A | HAN 10A |  | 2024-06-14 / Panek, P. |  | @@UU@@C@@ABBUAAszUQpjnOdBznOc50HOdCFHShKVJShSkJSpQAAShKUoSpKQJQkCgJSBIAAUpQAAApSlKSpKkqUlSgJABSkqSkCkpQoAAKAoCkpUACVJSlKgAAAAAAAAAAAAAAAAAAAAAAAAAAAAAAAAAAAAUAAAAAAAFAAAAAAAAAAAAAAAAAAAAAAAAAAAAAAAAAAAAAAAAAAAAAAAAAAAAAAAAAAAAAAAAAjzdzj9f2q+5yI7z5H9I4SPSj126Xnwdz5Z3JPF3U8K130ne9G53/Hex/3j+/S2Ky5/o+v/7fZ3bUysbVCXt2wn/CMn6eNHj0aBmwJMa8kngkftdJ383OuSZN0UxU8NoWWtTwLTfq6oXSVLVdS3MRaRMVTap+SJnRZhpepaFSlKtLVVyqkvJPB5bxZFYJHMR0S4byKG3MGJ+N6YE/W9p28sTBnRW/K8kLuVdqwopuLpfkb+SYVrw8lCqIwa9q7c6IjiIn8HEjqKktKnvopannqLK4vzR1ZNVSyKR4rIu+HOLI1TrMuzY8yLYKuHBwL/NyoypJjTy9MUjJw8tLY0U39GbFyMfY5+vNkehHD1L+4jJtNF9kFXNN55r1+87DXx8W78eXhy5NTihx3fuzrrucw3nAjaRf5Nk3lmHm5lPWjQ4F038Dl5N5GZGxqVzxqz7T4ODTfLdKa9vKR0EZBmvtjXofz2kakcyyPic5rRn3dzO6FYuzU3qOhU1CpysSPO6qNCNZHKRfRgRvuLpo7fsRsR6kUj/Ee6RnI2aPboe9m5BGFHp23pRm4Uk1EaUcaNci4ixHz6b6L6MMimD1dHl7qPbSLzCjif6j2YmNFNpeIxI7YjQjURSNKOyikacana0o6xHUHXFI+aq69jrSpu/h9SIgPc
20318 | B1JBA-1305-I6001 | Comp. Cable KX | 2 x 2 x 0.5 mm² | 20 | B1JBA-1305-U01 | Junction box FI | B1 | 001 | 001 | B1-TT-13971-B01 | TEMP.1.2 FRNT BRG LOAD.PAD FRNT SD |  |  | DSPW/SUPP.FI | -I6001 | Comp. Cable KX 2 x 2 x 0.5 | LOCAL Base Objects¦Cable¦A30¦Z20¦0502c |  |  | B1-TT-13971-B01 | -B01 | B1-TT-13971 | -U01 |  | 2024-06-18 / Panek, P. |  | @@UU@@C@@AA8uAApAUQpTGMc5znOY5jIOc50nQk6jnQhCFJOgCQKSg6FJQpKgKQkAAJSpQAASBQAKApKgKApQEqSlKEgSBKQKSBCkpQkAAKAoCkJUACFJQlKgAAAAAAAAAAAAAAAAAAAAAAAAAAAAAAAAAAAAUAAAAAAAFAAAAAAAAAAAAAAAAAAAAAAAAAAAAAAAAAAAAAAAAAAAAAAAAAAAAAAAAAAAAAAAABCr+3k6jyc4ku79/h/oThEuQJ0idVE9nRePAfYsYPREQ4fL56vCH6Ue7xTv+r+7367RX5ZVy/C9/8vy/OVEiNU8aDGaQD/wAenlQ3PVZaBXaLg/aJSonSK8qnNNfFZIXewt+CuUiUoMJJ8cTiawyicEtAklC7DQhdkeYCtCBIkUQUQShggiTKI5aDDOS1C+T10BISLud0iTAu23rkFDUttlaGBKZRlCJbUsEVCQBaeY1ITdJW3b0ToEbsFzJex0R84AbAR/gOIThIWTDpEglB0SkkRxecT6ByQEhIE9EhJ7+4hYBMTm5n5eCzPSh7P3Qndzkuxhq3rBLBWq+nZ7QE98TDZWkqxIPXbZrw9yMuC9wUyKfcJ29qL53DtIZxLlsIewpnkg+vk2baFOHn9u6bpfuIZI7pcqlc28F2+dgS+Jmx+2mdWnqE3MUw01aMnX3M1Ngkas0Xc9Ggrirf+bLf6+9xGSCqkExFvABn12fz3hM2uQmXSbuUTFey6dzPg1Q2wJo6DjE1iZwTQJWJUJi3zt8Qkd/4CbYnvEgT/BOsCWAl+z42GrDzgBcE6YtOkSvYK4wTaE5BMikwSQJ921SJSJcUhqn7+zozCfGBKG6JrMX+ifDAYRILxQCXxO+AFomMEgSeMTjEgT6smAgjvZBOEE8AGwSIj6ZBxsPW8f4qiCvyA=
20319 | B1JBA-1305-I6002 | Comp. Cable KX | 2 x 2 x 0.5 mm² | 20 | B1JBA-1305-U04 | Junction box FI | B1 | 001 | 001 | B1-TT-13973-B01 | TEMP.3.2 FRNT BRG N/LOAD.PAD REAR SD |  |  | DSPW/SUPP.FI | -I6002 | Comp. Cable KX 2 x 2 x 0.5 | LOCAL Base Objects¦Cable¦A30¦Z20¦0502c |  |  | B1-TT-13973-B01 | -B01 | B1-TT-13973 | -U04 |  | 2024-06-18 / Panek, P. |  | @@UU@@C@@AA8yAApEUQpTIMY5joOY5jHQc6DnSlCDnOhSDgSpKEoShKEJSpKUgSkCgKSpIAAAlQAAApKQKSBQFJSpKEAUBKgKSBCkpQBQAKAoCkJUACFJQlKgAAAAAAAAAAAAAAAAAAAAAAAAAAAAAAAAAAAAUAAAAAAAFAAAAAAAAAAAAAAAAAAAAAAAAAAAAAAAAAAAAAAAAAAAAAAAAAAAAAAAAAAAAAAAABCs8fg6T8uYSXh8v9CdkT7vVIToE6dafDz1nkPGsX/XEQ4OOynyh+FHv/Gd/2f3X6MRZ6pWSu8//+bzzoskRo+/Ig1UyAf+AD9ONDd9l2IDDiF18H6zjWopFeMTbjloX0YpC7uF14LZSJSghsiUYSGFlKcEtsSShehoQvSOQDChAkSKIKIJQwQRIJk4WgX0+2gJCRTmc4k7ba5lUiTSuWS8lWK7ChYlMoyhEtiVUUiQBiOQ0oTdBa3iUxGqCuqyvHrRvgB2gR/gOETgIWTDpEglBzykkRw/mJxDjgJCQJ65CT1biFoExOXldvTw3dWlD3fshOvqEutZTu3CXCtN9N/tAT1CYLrElYJB7bu3d17O/lwX96PeJXii9fI7xwIZhJ3Qh7iWODwXdnMhZOvt5NOgv3kM8aTmpllsq2dQlAlu1k5qas/SJpsmGjPs5cuS24Tv7uzKde3pw6NGrPmr/fDq2eJqikEtx9cDaryXfz9Ymb6JCUmkxap5BLb/z7mfX3IboDqb0h0c59InYE6oJnEwiUiW9Y7nEJHi+Im0J8BIE/wTYBLQS/b8rTcwcwAVCdEXHQJZ3BXYBMQnhExqTBJAn24tYTWEqUhpn8N/a2RPlAlDeE3jD/onx1zAJBWUAl8T7AAuE2ASBJ7AneEgT6seuQR4sYnACeQDhEiI7vYDusOb0+ZBQV+Y
20320 | B1JBA-1305-I6003 | Comp. Cable KX | 2 x 2 x 0.5 mm² | 20 | B1JBA-1305-U05 | Junction box FI | B1 | 001 | 001 | B1-TT-13975-B01 | TEMP.2 HP TBRG TOP, POSITIVE SIDE |  |  | DSPW/SUPP.FI | -I6003 | Comp. Cable KX 2 x 2 x 0.5 | LOCAL Base Objects¦Cable¦A30¦Z20¦0502c |  |  | B1-TT-13975-B01 | -B01 | B1-TT-13975 | -U05 |  | 2024-06-18 / Panek, P. |  | @@UU@@C@@AA8sAAo+SQhjHMc5zHOc5jnOg6DoShKDoOhR0pAdCUoAhKEJUhKlKSpQEqUlIAAUBSgAUBSUpAoAFJSpKUKUBKgAQBAEJSgAAKAoCkJUACFJQlKgAAAAAAAAAAAAAAAAAAAAAAAAAAAAAAAAAAAAUAAAAAAAFAAAAAAAAAAAAAAAAAAAAAAAAAAAAAAAAAAAAAAAAAAAAAAAAAAAAAAAAAAAAAAAABCwePwdR7RI8H9Cd/eE/CBOkT0eXqt2uDorPtPEseb1xENfp/WryBip9350V8n93fPjKvTN+fxn//J5vytYJI3DIg1ZpAf+ADP+/qQ5OTHtAWYxb92Ym0K+pTloXz2Ei6b7dgwTJMwQ5YmAvkzK0SUbQkg3IEpQuScYGBCBIkpgpgmGCCJCgohaRfRzUhIkZnOJNllyqK4tNtYLMN9C8lMxhyBIFGKcEcdwSQMZxm2hQ5yxuk0CNuCq5cxUxvABwAj/AcIm+QssOcSCYOiZSI4P2E4RyQEiQJ65Eo07iFgFAnLyvNhzUoezmQot5idN6rThEwitab4GgS9vTfSjdEg+f2YzDZe0Zb1fa9wnFwRWWvmO6hsCVXzHOGhD2kU5YPpy7+wh8u1wxz9678ltCI+g7Nqa6tQmYTW59nX27de51CdfY02rQberDnv5cVIlfhyxdovZuzq3c3YvXKsdWoLQJi7YE7FucuH+frE19UiZs5d0ZRL1dRq2a+5DZAZ6pHNPX6DvidsTQCbQmES4JZpOLvCR9nwE2RPeJAn+CYgSwErs+Nhov84AWxOmMR0iYOAVyAmMT6hNZSgEkE+/HaEtCW1IaqPf3OxrifGBKW4JumH/RPheL4kF0pBKxPGAGITICQJRkE8IkCcWteII8WsJ2gT7gO6JERxJxMOb9PKKIK9Y
20321 | B1JBA-1305-I6004 | Comp. Cable KX | 2 x 2 x 0.5 mm² | 20 | B1JBA-1305-U08 | Junction box FI | B1 | 001 | 001 | B1-TT-13977-B01 | TEMP.2 HP TBRG TOP, NEGATIVE SIDE |  |  | DSPW/SUPP.FI | -I6004 | Comp. Cable KX 2 x 2 x 0.5 | LOCAL Base Objects¦Cable¦A30¦Z20¦0502c |  |  | B1-TT-13977-B01 | -B01 | B1-TT-13977 | -U08 |  | 2024-06-18 / Panek, P. |  | @@UU@@C@@AA8sAApCUQpTHOY5zHMc5joOZRznUg6EIOhCEIUhAAIUlCDgQlCkgQpQAKSlQAKUoCgAUBSUpAkAFKSpCVKUBKgAQBCkpQpQAKAoCkJUACFJSlKgAAAAAAAAAAAAAAAAAAAAAAAAAAAAAAAAAAAAUAAAAAAAFAAAAAAAAAAAAAAAAAAAAAAAAAAAAAAAAAAAAAAAAAAAAAAAAAAAAAAAAAAAAAAAABCw/Pz+w6xI5+7/QnEJ9kCdonl8Xsu3OTsqPpPAsePzxENXR+V3whjo9X3Tq6f7v/frF3olXLw/b/8ePyUYZEbfktQac8gH/gA2v08yHT05NkDHaLXflErgr5lOqa+WyQu9W34MMpEpQQ9ESgIisnCyJ7QkhL0A3EL0j8QMKECRIogoglfsmzIIoaYulELSL0eigJCRnqg0iTx479MFdxpW8WVoYEuSii0JM9aQFcUiQBYbBtITdGyWN8lQI3oKbt6yiOIAOQEf4DUJ3CFkw64kEoOyUkiOT8xNQ5ICQkCeeQk93ShYBMTq6nlxZqEPT+qE6eDOT3K6cQmIVqTuAb22JXxS38KUcIkHx+i072PWxSzV1cPqE5tXNK8Xe8akNcSmvJikh6SeaDTluatCG58WiVGxfuobpellNjrpnlv3/hEmJb16+W7g9gmbNuYrgbezRoqtxWCblsXq68te9v+/++DfyXJgmPYXaYiefglGL+fmEzb8hM+yWabRMFWXXq4YbIDZgdfsO6JwCaQTQJWJdEw7py6hI7/tE+AT1iQJ/gm+CWAlVnusNNf7ABSJ2xjO0TDxiuQE1hPkEtUmCSBPr1rglwSlSG7P18WjKJ7oEobwnAYv9E9uArEgvlAJUJ4AAxiZASBJ5BPlEgTntwEEd+0TjBPqA4xIiOX6A5mHP+HiFEFfeA==
20322 | B1JBA-1305-I6005 | Comp. Cable KX | 2 x 2 x 0.5 mm² | 20 | B1JBA-1305-U22 | Junction box FI | B1 | 001 | 001 | B1-TT-13972-B01 | TEMP.2.2 FRNT BRG LOAD.PAD REAR SD |  |  | DSPW/SUPP.FI | -I6005 | Comp. Cable KX 2 x 2 x 0.5 | LOCAL Base Objects¦Cable¦A30¦Z20¦0502c |  |  | B1-TT-13972-B01 | -B01 | B1-TT-13972 | -U22 |  | 2024-06-18 / Panek, P. |  | @@UU@@C@@AA8uAApFUQpTGMc5jHOY5jHOhCEIQhCUIQpCAISdSkJQg6FKSgClJSkClKUBKlAApQAAApCgKApQEqQpKEAUBKgKSBCkpQBQAKAoCkJUACFJQlKgAAAAAAAAAAAAAAAAAAAAAAAAAAAAAAAAAAAAUAAAAAAAFAAAAAAAAAAAAAAAAAAAAAAAAAAAAAAAAAAAAAAAAAAAAAAAAAAAAAAAAAAAAAAAABCt8fh7T8uoSXi5f6E4RPs8shOwTtpnx9dZ9R41izzREOPntq5Q/Cj1eSdnn/uv8cpb5ZWy2Mv/8v3ffTkkRKrSQapSAf+AD9OdDd8914Ft4uLF+s4poqFedTpmvkwyF3cbZBbKRKUEPNEoCIlahInsiSEwwlKELhg6ALUIEiRRBRBKGCCJBMnC0C83ooCQkauWDuCTvvrx9FdNBbga1y33IZEplGmESzSqsk4BJyAtIXoNtCTRtEZGsnQI4YMF9d1Ed4ANAI/wHGJxELJh1xIJQdcpJEcf5ifAOaAkJAnmkJPe3ELgJidPS7Wfh0ZdjAh6f2QnZsEs+Sq8S8VprTvaAJ598THltSVokHovzX93JPUxV549QlOWKzkOFDVExXQh6SWaDweHRrocPDoo496vAhumpLeLurBOvDs1aucSwTXo6qcG52ibtsw3Nvf2t7TyXCfJVpyJ/vXub2Sq73vf1LLM+lTQCYcvAByBrZsn8/MJq8EhNbuHu6Yl1ept7Nm1DdAmz1nxicAmsCbAmMSoS3dPi5BI+f2CawnrEgT/BN8EuBLLvbcbePqADAJ2RedglvEK5gTKJ8omkpMEkCfXlpEpEwKQ1T9fBs6gntgShwid0yf6J7MRjEgrKASwT6QAvEzAkCTzCd8SBPBpYiCPo0hOIE8QGgSIj4YDvsOrzfaqIK+4
20323 | B1JBA-1305-I6006 | Comp. Cable KX | 2 x 2 x 0.5 mm² | 20 | B1JBA-1305-U24 | Junction box FI | B1 | 001 | 001 | B1-TT-13974-B01 | TEMP.4.2 FRNT BRG N/LOAD.PAD FRNT SD |  |  | DSPW/SUPP.FI | -I6006 | Comp. Cable KX 2 x 2 x 0.5 | LOCAL Base Objects¦Cable¦A30¦Z20¦0502c |  |  | B1-TT-13974-B01 | -B01 | B1-TT-13974 | -U24 |  | 2024-06-18 / Panek, P. |  | @@UU@@C@@AA8yAApGSQpjHMY5jnOYxjnOc6EHOhCToOhCEnAlAEoShCEKQpIFISkAAKSlQAAQBQAKABKUgUpQFKSlKUgSBKgKSBCkpQBQAKAoCkJUACFJQlKgAAAAAAAAAAAAAAAAAAAAAAAAAAAAAAAAAAAAUAAAAAAAFAAAAAAAAAAAAAAAAAAAAAAAAAAAAAAAAAAAAAAAAAAAAAAAAAAAAAAAAAAAAAAAABCr+zv9Z5+gSXg+7x/0JwCUwJ1Cdc83D01HMeJYv+yIhwej10eMPxn+H5TXvb/dX54iv0Srl5fJ//lm/CK5EafvyoNGaQD/wAfp6UNz24sYFmMW/g/WaLk9Ar6RNEc86+bFIXtWN+C2UiUoIc0SgIiVpIhZtAkwl2G4hBdhD1AWIQJEieCeCUMEESCYmhZxfP7pwkJGd2hJW23aIL1xpXJgw22IVpTKMoR6rJ8c80UiQBURrxGlCQm0YW6SmQK4QuwU36sM8Ub4AcII/wHEJwELJhyiQSg6ZSSI4vWJxjkgJCQJ7JCTbulDCBMJz87o3smHPQh7/2QmqzlM2qum0S0VuXk7nABNq3RK8NiSrEg92K3DTXeyX72qD4CfRii+d430NcTBihD3krYOXv8GcS/nz93aqoQ0bRLleiiWbBd1jtCTiZsvRoopn2+sTdrmDTrz9ndu5LLRPqyRVo2ywlq2Nar99WS5OCXzD2wOMM25Z/P1ia29ITX0G3lEtq2Ozs3tENsCbGfpPpE3hM4JsiViUiWbhycYkeH5CZxPiJAn+CagS0EvW/O004OgAKROqMJ1CV8IrjBMQngEyKTAkgT7cVwS4JSpDRN8d/Z1hPnAk7dE7ZZ/onyvmASConBLwniADCJjBIEmxicgkCcuS+QR4cgnCCcwHEJERycwd5hzebyIKCvY
20324 | B1JBA-1305-I6007 | Comp. Cable KX | 2 x 2 x 0.5 mm² | 20 | B1JBA-1305-U26 | Junction box FI | B1 | 001 | 001 | B1-TT-13976-B01 | TEMP.2 HP TBRG BTM, POSITIVE SIDE |  |  | DSPW/SUPP.FI | -I6007 | Comp. Cable KX 2 x 2 x 0.5 | LOCAL Base Objects¦Cable¦A30¦Z20¦0502c |  |  | B1-TT-13976-B01 | -B01 | B1-TT-13976 | -U26 |  | 2024-06-18 / Panek, P. |  | @@UU@@C@@AA8sAApASQpjGMc5jHMY5zmOdB0nQpCEoOhCkHQpCVKQhCkISlKUgShSgKSlIAAUoCgAUoCkJUoAFKUlKUpApKQAQBSUoSpQAKAoCkJUACFJQlKgAAAAAAAAAAAAAAAAAAAAAAAAAAAAAAAAAAAAUAAAAAAAFAAAAAAAAAAAAAAAAAAAAAAAAAAAAAAAAAAAAAAAAAAAAAAAAAAAAAAAAAAAAAAAABCt8Hd6T7PWJLj/oTt7wn2wJ0Cfn00z/Lz1H0nfWPD54iHH4/NT9wY5/Z+M1fL/dX5XFPjlZLw8n/8n3/hRhkRtT5UGnPIB/4APP6PKhy8uTrAYMotm3KJUCvlU/WZfFjkLpsaoLZSJSgh8kSgIiUFiE2gSYS/DQhfkp5gLUIEiRPBPBKGCCJBMTQs4vk9U4SEjO3bIk2PHVegwUN9ceK1CxKJRltCWKe6bDF8SAKDY60aEJ02DNJbmsnmEaoL1+q6eN4AOEEf4DiE4CFkw5RIJQc8pJEcP6CcQ5ICQkCeiQk3w7KGICYT0+ltzTIc3qQmpzEtrTGC9aJaK1pvgbeyJZ8cq7UnsEg7m9cU4os0ZcFemn2Cdjgisp7RvoZxKbbpVzIcxPqQd3U39VDmt7nyavDXeQ2iMV49dMsF7cEzCZcOei/b0iamifYoDW7Fmtky4pxPn19SVWvbRk6unc6v72VbeWmcEu64Eth1ovY+vd/P0CZ9yQmrmKtrMJhrz/BXuw3QGiqQ5+c7Qm6JoBNcS0SkTDpOzxCR3vcJqie0SBP8E3ATECV4vfiNFn7ABeE6IxnQJbwiuQEuE+YTKpMCSBPruoEoEvKQ0ze3e1swnvgSdvifEYf9E92AsEgqJwSsTwABjEyAkCTZBOMSBOPLgII7+UTgBPqA3RIiOz3g7bDn8XIKIK9Q=
20325 | B1JBA-1305-I6008 | Comp. Cable KX | 2 x 2 x 0.5 mm² | 20 | B1JBA-1305-U28 | Junction box FI | B1 | 001 | 001 | B1-TT-13978-B01 | TEMP.2 HP TBRG BTM, NEGATIVE SIDE |  |  | DSPW/SUPP.FI | -I6008 | Comp. Cable KX 2 x 2 x 0.5 | LOCAL Base Objects¦Cable¦A30¦Z20¦0502c |  |  | B1-TT-13978-B01 | -B01 | B1-TT-13978 | -U28 |  | 2024-06-18 / Panek, P. |  | @@UU@@C@@AA8sAAo+UQpTGOcxznMdBjHOdJ0HQg6EIQlCFIQpCgKQk6kHAhCEgSpIAKUlIAAUoCgAUpSlJAoAFJUhIEIApKQAQBSUpQpQAKAoCkJUACFJQlKgAAAAAAAAAAAAAAAAAAAAAAAAAAAAAAAAAAAAUAAAAAAAFAAAAAAAAAAAAAAAAAAAAAAAAAAAAAAAAAAAAAAAAAAAAAAAAAAAAAAAAAAAAAAAABCw+Pwdp9nUJL5uT+hOET7YE7BPz7aaPl67x9J4ljyeeIht83Rc+8LaPZ+U7/T/d7y4i55pVyqz//93k/GkgimMSDTlkA/8AHn9HOh09NucDUxC17kolSK86n6zXy2yF3a29BhlIlKCHmiUBESgrQnsiTEqhpQqkHQBhQgSJIUQUQShggiQTJwtAvN6qAkJGs7QkrLKrkF+lurZqVoYEplGMIlbLJhtnUJAEjnNpCbsljemRPomI1QhdnVbRHCAHECP8BpE0ELJhtEglB1ykkRxfoJpHHASEgT0SEnu7aFgExPT6XY47M1KHr9SE6sxLc3sN2wSwVvpoA+HcEr+SWFJ4BIO/3sR37LcPLq196v4/YJy6eWWCsi7gOJDXEq1LmSJIR6yerBtavFnQnt5dF7cvXULhGDuHVclkrq3xJiYurNTtdolndroCM+/r93Hk1LBNzJF7Pgqu72/3P3wbGLbuUAl7gAlm0uWLZVWfz84mXekJk2TFt5RLL+DWv8EOKA2YHX6zkE4BNoE2BKxLgmHdOPSJH0e4TWE9okCf4JvglgJfs99ht1/sAF0Tsi07BMOgVxgmITwiZFJgkgT68VIlIl1SG5P28OfKJ74EoahPiNT/RPdgKxILxQCXxPGAFomMEgSeMTwiQJ4MmAgjxZBNAJ9QGgSIjj0hyMObm/AUQV+AA==
20326 | B1JBA-1305-I6009 | Comp. Cable KX | 2 x 2 x 0.5 mm² | 20 | B1JBA-1305-X02 | Junction box FI | B1 | 003 | 003 | B1-TT-13907-B01 | TEMP.IP OUT.CASING_PLN.II-TOP |  |  | DSPW/SUPP.FI | -I6009 | Comp. Cable KX 2 x 2 x 0.5 | LOCAL Base Objects¦Cable¦A30¦Z20¦0502c |  |  | B1-TT-13907-B01 | -B01 |  | -X02 |  | 2024-06-18 / Panek, P. |  | @@UU@@C@@AA8kAAo4UQpTmOY5jnOZBzGOdB0GQlCEHQpSUIQhQFKQk6EISpSQAQhQAISpQFKABQAAABSVKUlQFIUlKVJApSQJQBKkpQACgKAoCkJUACFJQlKgAAAAAAAAAAAAAAAAAAAAAAAAAAAAAAAAAAAAUAAAAAAAFAAAAAAAAAAAAAAAAAAAAAAAAAAAAAAAAAAAAAAAAAAAAAAAAAAAAAAAAAAAAAAAABCr+jk7DpEj+hOf4gTrE7L0/j6uY+k5ljwfrEQ+Hx+W/9gfhe9f4zw9H91c9pn8cq5ff93//bKZjgjR4cyDfukA/8AHm8iHR0WbIFmS0XHFOXYi9gFfIp6Jrz2yF7dThgySkSlBD4olAREoKycLtCTEwQ0IYJGv+YGohAkTUogoglDBBEgmThbwvi9N4JCRsOgSWSmiCZVF9cmTEhhSiUZgiVkrYviee6YGV8proTDVscJKYjVDfjRgtnELwABwgj/AcQmkhZMOQSCUHVKSRHF+gnGOWAkJAnmkJPc99DUAmJ6Nd6NTWvIer9kJ06xLaxX6xKxWpNIHwbYmLgxpLfEg9Nle9itzYqrfWJp7vDiO8YO4hcJXhqi2aGT1Gm9ZnkcnLTw7CFOXXw4+LFShVPXJ8l6OmiVOeiureE2RM+5s036NHYJhu1M1AaP51drHnsrEuzxXX2qtzdz/vv6uaisEsq+EC7W4w3cVl3MJdRIS7b1to253CZcU9jDvQ2wJh3eo+QTQJtgmyJjEpEr7Z3eISO/7RLhPYJAn+Cb4JkBMOT3ZDRj6QApE64sOsSvSK5QS0TlEzKTBJAn120CUCUqQ35+zg2M4nugS84BN41P9E9uIxiQVF4EwifOAFgmUEgSeUT5hIE72bEQR38wncBOUDSJERx/UHysN35eAQQV94A==
20327 | B1JBA-1305-I6010 | Comp. Cable KX | 2 x 2 x 0.5 mm² | 20 | B1JBA-1305-X02 | Junction box FI | B1 | 003 | 003 | B1-TT-13909-B01 | TEMP.HP OUT.CASING-TOP |  |  | DSPW/SUPP.FI | -I6010 | Comp. Cable KX 2 x 2 x 0.5 | LOCAL Base Objects¦Cable¦A30¦Z20¦0502c |  |  | B1-TT-13909-B01 | -B01 |  | -X02 |  | 2024-06-18 / Panek, P. |  | @@UU@@C@@AA8WAAovUQpjGMc5zHMc5jHOdJznQhCDpOlKUJQlAEpSlB0ISlIAJSlKQISpIFAApQAAABSAKUlQFIUlKUqUBKQAQBClIQBQAKAoCkJUACFJQlKgAAAAAAAAAAAAAAAAAAAAAAAAAAAAAAAAAAAAUAAAAAAAFAAAAAAAAAAAAAAAAAAAAAAAAAAAAAAAAAAAAAAAAAAAAAAAAAAAAAAAAAAAAAAAABCwejx9JzCR/QnF2wToE6Z5u5z8B9RwLHD7oiH0+v86ftD8J/h+M1XH/d7ixGX1ywSj7v/4fv9NGCRGmWRBpzyAf+AD3+xDj47dkDZssFri5kJrgr7FOSZeK2QB2LregwykSlBD6olAREoJaBJYBhhgbsNCF2R7QMCECRlmKIKIJQwQRJScmhYKBfV+0ykhI1nqiSsuUQTF6KVssvoVJRKMgRKyWKKRIAtPaaUJnPPksbxKgRuwXdNya2I7gAboI/wGoTvELJhwiQSg55SSI1foJvDjgJCQJ7pCTdjShYBMJycjx4c06HL+qE1zMS0X6cAmAVvJugdfSJf7tacs24JBy4sPar7+Wu9j+Am947lRR4jdQziV3bZIcxLqQeDy4tWuhTZn1bxVSh1iPIU0S1qrm2JriY9rBslNGjpEy48OmgLuiWvNkw3xM0/V6kUVz1/v4uzt5Z+1r4slNoJfx7gGff2ovwW/zwCa1MhMuXQacwltW27FW5DbAlXOeETcE0gmwJfEpEr2jwb4kef5CZhPiJAn+CbYJYCVWfOw0V8wAXBOiLToEwahXGCYhPKJkUmBJAn2YqBKBLikNM3x7exlE+cCTt0TsmH/RPlfKxILxOCVCegALRMYJAk2MTzCQJ5Ml8gj6cgndBPrA7wkRGrfEzflwqICv0A=
20328 | B1JBA-1305-I6011 | Comp. Cable KX | 2 x 2 x 0.5 mm² | 20 | B1JBA-1305-X02 | Junction box FI | B1 | 004 | 004 | B1-TT-13911-B01 | TEMP.HP INN.CASING-TOP |  |  | DSPW/SUPP.FI | -I6011 | Comp. Cable KX 2 x 2 x 0.5 | LOCAL Base Objects¦Cable¦A30¦Z20¦0502c |  |  | B1-TT-13911-B01 | -B01 |  | -X02 |  | 2024-06-18 / Panek, P. |  | @@UU@@C@@AA8WAAowUQpjHMcxzGOcxjnOc5znQg4EnQhKUIQhKlIAhB0oUlSlASpIFIUpIFAApQAAApSQKAlQEKQBKEqUBKgAQBCkpQBQAKAoCkJUACFJQlKgAAAAAAAAAAAAAAAAAAAAAAAAAAAAAAAAAAAAUAAAAAAAFAAAAAAAAAAAAAAAAAAAAAAAAAAAAAAAAAAAAAAAAAAAAAAAAAAAAAAAAAAAAAAAABCweTxdp1CRy/0J8QJ2Cds03B18h9ZyLHl9MRD5vP+dH3h+M/s5Zquj+735YjN55YJfde/+X4eaU8iNU2NBjPIB/4AP150Ojot0gabMQt+NOQmuivOp0zLy4pC92xqgtlIlKCHmiUBESgl3BJBZEAQlMNxCmR6AMCECRIngnglDBBElmJoWcXm9U46YWYSNl1CSpW29RBOVRdW22lCtLkoyBErZYooEgDCc5tITOLYx4WqmLlAjegveijFPHAAHECP8BrE4SFkw2iQSg65SSI1/oJ4BxwEhIE9MhJu9mQtAmE6el6LM86Hrj9kJrucl3K7uATAK3k1gd3aEr4b6S3xIPVhwb1dWSu9h9gmvi8NZc+Y4UM4mCmrFMh6yWWD4/n4thDJVPXwZ9dVIm0eI6rktGyWU7wmUS3c02Uau0TRot27gas2erPZaJkyxfv7fy7m7m/ffs05KMtoJc74GxLcvceGH+eQTRRIS7o1G3NlEsr39NXww4YCeB035us+QTvibQJsiXxKRMG6eHjEj6fcJoE9okCf4JugloJVb77TVf6gAuidkYTsEweAVxgmITxiZFJgSQJ9uK4JcEuqQ0Te3vacwnvgSdpE3iz/RPdWXxILxOCVCeQAMImMEgSbGJ9AkCePJWQR9WQTeBPsA4RIiNcg42HPzeVRAV+A=
20329 | B1JBA-1305-I6012 | Comp. Cable KX | 2 x 2 x 0.5 mm² | 20 | B1JBA-1305-X02 | Junction box FI | B1 | 003 | 003 | B1-TT-13917-B01 | TEMP.HP CONTR.VALVE CHAMBER 2 |  |  | DSPW/SUPP.FI | -I6012 | Comp. Cable KX 2 x 2 x 0.5 | LOCAL Base Objects¦Cable¦A30¦Z20¦0502c |  |  | B1-TT-13917-B01 | -B01 |  | -X02 |  | 2024-06-18 / Panek, P. |  | @@UU@@C@@AA8kAAo6SQpTHOc5jnMY5znMdB0oQg5lJQpCEIUdCgAShCToUhIFKSlQFKUhAAAUBIAKAACAKSpQEoUpKFKApSQAQBKUpSkAAKAoCkJUACFJQlKgAAAAAAAAAAAAAAAAAAAAAAAAAAAAAAAAAAAAUAAAAAAAFAAAAAAAAAAAAAAAAAAAAAAAAAAAAAAAAAAAAAAAAAAAAAAAAAAAAAAAAAAAAAAAABCr5fB2HP93k9YlH9Cd0E6xOyc+Dq5D7TkWPv/eIh/Hoy3eYLKPb5J4On+6efKY/LKuU/H//N450VSI7n4ZkG9dkA/8AHm6EOnpyaAMWUXDG8a07or0Keea8+SQu5W4IMUpEpQQ/nEoCIlBK0SSYkIS/DcQvyP0ArQgSJFEFEEumTIgiYUE4W4L5fTQjISLdBTG0JRkpjAX5lBhi8txcmSSFSXJRnCJZJWRdEgDKfqfGhNvWYmklQgbEIUwU09yWSiO6AHeBH+A1CcJCyYcIkEoOqUkiNX7CcQ2QEhIE80hJ7u0hjAmJ6PQ9/z49e4h6vShO/p2CemuL2MTGK4E1Ab24JVw1JLAJBlxZMWmqXz61WDT7RNWr1Ulz6DvIbAldkIWks8Hhz8Oyhx6OOfs+amaG3G4S8Jb7L0666ce+J8Qlui2MF7b7BNejdoDaqnbu9uvEJu5iLl/DZv6d/NbpsorBMN8DPbir4g/n6xNbTITPafLv9vRriWV2F3ZqphsgLkDsy6jvibgmcE2RKhLwle2cfEJH2e8TYE9wkCf4JvAmMEwY/hjNqr1gBeE64yHWJXwCtgJlE+kTMpMEkCeLLcEuCXlIbs/do0ZxPhAlDfE+Qxf6J78JUJBSUAmATlADIJYCQJOwT6hIE8GbCQRyZhOAE8QHCJERq5Q42HX/LmEEFe0
20330 | B1JBA-1305-I6013 | Comp. Cable KX | 2 x 2 x 0.5 mm² | 20 | B1JBA-1305-U14 | Junction box FI | B1 | 002 | 002 | B1-TT-13932-B01 | TEMP.IP OUT.CASING_PLN.I-BOTT |  |  | DSPW/SUPP.FI | -I6013 | Comp. Cable KX 2 x 2 x 0.5 | LOCAL Base Objects¦Cable¦A30¦Z20¦0502c |  |  | B1-TT-13932-B01 | -B01 | B1-TT-13932 | -U14 |  | 2024-06-18 / Panek, P. |  | @@UU@@C@@AA8kAAo8UQpjGOY5jmOc5jHOc5zoShCEHQdCEpOhKlIUdCEKUhQAJUpQFIUpQFKAoAAAApKQKUkCkpUpKEgUBSQJSpClKQACgKAoCkJUACFJQlKgAAAAAAAAAAAAAAAAAAAAAAAAAAAAAAAAAAAAUAAAAAAAFAAAAAAAAAAAAAAAAAAAAAAAAAAAAAAAAAAAAAAAAAAAAAAAAAAAAAAAAAAAAAAAABCwfP8PYdIkf0J4/cBOsTsnm4ermPoOZY8C/b+Hlo+sPDP6fumq9H91eK083klgl35f/4Ps8NGCRG7nyoNMpAP/AB5udCzz2W7QFmIW/FO9tRPSK+RTomXxYs0wu9ea4LZSJSghoiUBESgltiSTChCXYaELsjnAwIQJEieCeCX5yZEETBOTQtAv3/rOMhIA2bsGgSay7epkTtxabxcssmQrTcuzRTlCUwFsscXRIAxHOdpCZx12tRKcRuwU+Wq2eNnhADiBH+A4xNZCyYaBIJQdUpJEcf4icg44CQkCflISbt5kLAJhOjoeD0WbFCG7vdCE9XclpowU2CWCt5eIDub4l/3d1Zd0SD9MeDDX8GeuerF6ROPl2aijYQziX6Z9jFOhGSDvbXTr2UNGb29e3rp4r9SEo7x0zStr3Lt3gE3BM+Pbo0mm5LsEvYd+cLn80aO3lw1ib+WNGDVwZP338OKisEwlmkC+Zst6bDk+QTeDNqmEz07eYS29o7VWqG2BKtXUcondE0Am0JfEpEwaT3+QSOb1iZxPUJAn+CagSwEvWeyw0X/2ACkTri06xMGsVxgmIT4hMikwJIE+rFQJQJSpDcm9XDtZhPZAk7dE94w/6J66y+JBUTgl4T5gAtExgkCTYxPjEgTmyVkEfLkE1gn0gcQkRHInKw5/H3xBBX2g
20331 | B1JBA-1305-I6014 | Comp. Cable KX | 2 x 2 x 0.5 mm² | 20 | B1-TT-13406-JB | TEMP.LP STEAM TO STG - BOTT. |  | 002 | 002 | B1-TT-13406-B01 | TEMP.LP STEAM TO STG - BOTT. |  |  | DSPW/SUPP.FI | -I6014 | Comp. Cable KX 2 x 2 x 0.5 | LOCAL Base Objects¦Cable¦A30¦Z20¦0502c |  |  | B1-TT-13406-B01 | -B01 | B1-TT-13406-JB | -JB |  | 2024-06-28 / Panek, P. |  | @@UU@@C@@AA88AApRUQpjmOhBznOdB0HOhCEIShKUISlSkJSlSkoUlKEKSlKlKUlKQJABCgAAkAAKUBSlKUoCQIUpQEpUBIFASBSUqSoAAKAoCkpUACVJSlKgAAAAAAAAAAAAAAAAAAAAAAAAAAAAAAAAAAAAUAAAAAAAFAAAAAAAAAAAAAAAAAAAAAAAAAAAAAAAAAAAAAAAAAAAAAAAAAAAAAAAAAAAAAAAAAjzcnzfQ9bsPMj+kcKOVyrI9KOV67uLz8jvcklPuk8XhYPrO/6PD+F2Lx/3i/HXfSrL4Pt+z/6+/v4M1lXNMJftWE/4HMb3gHjePX5wyaEl7Lb3ZbCkngkfrdJta9kmtimKma1lrUqflVqKq1Lc1FozKqSjVqXjaYrnhGsKRSy+mClsNpZSrpVYF1SXpPg8uAsikdVvItn1L6X4JUmfPjGKMmG5WwVZcrPd5LpNOqi7ANdosrfhaYN6s8xrsAaaJqfniuzcIOMifwcSOJUlpU30UtTz1FlcXiRxpposikfpZF3BpGcXI8ky9ZW75Ruuh5Rg1eitgyYceZGZJMcnVHPRwZeHektrIp8ejOz0yddny+Z0vQjUdjj1erDbRkz0NNn79vbHUw9S74d7i4sd482ywvemZXG1Omjno3G3j3MO+31etGy0dBgL93JsMuZHM7TSrm5ej0tj3+DXyF9EaxeMTM2VL27lXv57iOwbDguRi19CMmPcbOrz6meka3ndlHdRzCNxGRGFG+7PXR3fYjaR6kUj/EbZGsRtZ/bnc7N+wNRHp13pRm4Uk0kaEdxGxIuIsR3tF6L0akimH1dPm7SPbSMDURxP9R7MTGimqwEYkfODOjSRSNCO0ikaManJoR1CPlHyIqq63bPilTa5fqSSEk9w
20332 | B1JBA-1305-I6015 | Comp. Cable KX | 2 x 2 x 0.5 mm² | 20 | B1JBA-1305-X04 | Junction box FI | B1 | 001 | 001 | B1-TT-13408-B01 | TEMP.LP STEAM TO STG - TOP |  |  | DSPW/SUPP.FI | -I6015 | Comp. Cable KX 2 x 2 x 0.5 | LOCAL Base Objects¦Cable¦A30¦Z20¦0502c |  |  | B1-TT-13408-B01 | -B01 |  | -X04 |  | 2024-06-28 / Panek, P. |  | @@UU@@C@@AA8eAAo8UQpTGMdBzmOY5zHMdCDoOhCTpQhKVIQpSUAUhCUJOlAAAShSVASBCgAUpQAKAACVAUoCQISlQEJApSQKQBQEIQkAAKAoCkJUACFJQlKgAAAAAAAAAAAAAAAAAAAAAAAAAAAAAAAAAAAAUAAAAAAAFAAAAAAAAAAAAAAAAAAAAAAAAAAAAAAAAAAAAAAAAAAAAAAAAAAAAAAAAAAAAAAAABCs5PJ9/adQkf0JvCcvLITsE5ePtvU+Hr5D7TkWPx/WIhyS9dPnD0c3u9M8HP/d/1ZDPzSslou//8Py9FOKREoyoNN6QD/wAbG3zIc/PboAxZBcMXEqRXmU/ea8tshcWFvwWSkSlBD6olAREoJbIkhsQgNSGlDUkfn6wMSECRMpgpglVJkQRMKCcLSL8/RQEhIEzmgSWO9fqkVUsLvW24UK0v3pxVqhKii2d0yWoJAFpNch3UKGvR0WtZOkQ6IQrgv/phniq4AA8QI/wGkThIWTDtiQSg65SSI0+wTxjlgJCQJ+0hJ7vfQtAmJ09Lk8WPXpQo6UJ3sxRVRgns2CWCuBPCBtCV7W/Yk/AJBu4/mxxXt6uG/u+4S9waYwHEb6GuJZbCHUSywce/riYO5H0cF6lC6Kto2z2xgvbgmuJm1vbrzq0dombWu2qQ1s9/VsxCeW6K6+Hv7m7q6fBuXWFUAltIGPNFBoxfz9QlrqxuTE1O4ZLhK8Gxs58HehtgT5djrOITzCd0E2RLBKhMXeOLSJHm+AmcT3iQJ/gmcExgmDH8cZtYeoALwnZFp2CWb4rcCZBPKJlUmCSBPuyUiUiXlIap+/e2dYT4wJQ6gm6Yv9E+FZhEgvlAJgE+sALRLgSBJ3CfSJAnky1kEcmUTfBPsA4xIiOGA8bDm9PnVQFfkA
20333 | B1JBA-1305-I6016 | 1- C5XFE-R /ST/ | 2 x 2 x 1.0 mm² | 20 | B1-PIT-13407-JB | PRESS.LP STEAM TO STG - BOTT. |  | 002 | 002 | B1-PIT-13407-B01 | PRESS.LP STEAM TO STG - BOTT. |  |  | DSPW/SUPP.FI | -I6016 | 1- C5XFE-R /ST/ 2 x 2 x 1.0 | LOCAL Base Objects¦Cable¦A30¦Z20¦0502 |  |  | B1-PIT-13407-B01 | -B01 | B1-PIT-13407-JB | -JB |  | 2024-06-12 / Panek, P. |  | @@UU@@C@@AA9EAApUUQxjHOY5zoOc5znQhJ0JSlCUIQlKEKUBSkpSk6AJUlSlAUoCVKApQFKAkAFKABKlKUBIAIUoCUAAoCgJUBKkJSAAFKAoCkpUACVJSlKgAAAAAAAAAAAAAAAAAAAAAAAAAAAAAAAAAAAAUAAAAAAAFAAAAAAAAAAAAAAAAAAAAAAAAAAAAAAAAAAAAAAAAAAAAAAAAAAAAAAAAAAAAAAAAAjzfR3Psep3HlR/SOwjlcqxHoRyvVbyeb53e0SU/CbVSuZd3zwefm5bcf6/3j/HS+tWXw/f9v//db4KzWK8DchMG7YJ/wOm4PCPE8WrfGfbSYGVv3rL0k8Mjx7t0labEmKY6ZbLFllKmurKKqylm8ixM0KL6mAX2Pycw584sRS5hphpZUpSsFpduVgqTCk6+G4sRSOY4EWX34KWzAmPRo2hki7Darnayy5dptvRQ0rtNVwwulslODPMSy2JMO/itydcHIRP4NiNipLJU4UUsp5qixWz80ciaqLEUj9LEW8fCNAtR45sZun+w8jnFt/trLsOSzKjKkmNNg4UZOLs4uol2ZFPhze4w58vA7boZ+zfsedGRf8HahhRtaOwsG5a+PXuw5/LtcFu7tY7xttO+xZFbF/EjqIvbubXhz7yvUjW3m3cUwdHcYmXLmRk+RqVkdKur1tvG6Dg1ZGUvoi5mcYxGXA6Vj+e6jccXWqWoxakY9vjacXDU6NHVUmfT5nIj90bxHSRmRejquTtI+b1o3UelFI/xHERnI6Oj2aHBm8gL0ejS9CM3aSTbI1I+JG5ItIsI72rAjAi+RTD6fd3taPZSLl6O2/1HrxsiKYlxGNHyg0I2yKRqRxopGrIp3dSOwR9Q99FVWz6T3pU18vfQRJPaA==
20334 | B1JBA-1306-I6001 | 1- C5XFE-R /ST/ | 2 x 2 x 1.0 mm² | 20 | B1JBA-1306-U01 | Junction box FI | B1 | 003 | 003 | B1-TT-13914A-B01 | TEMP.1 STEAM STG OUT.BEH. SPRAY-L |  |  | DSPW/SUPP.FI | -I6001 | 1- C5XFE-R /ST/ 2 x 2 x 1.0 | LOCAL Base Objects¦Cable¦A30¦Z20¦0502 |  |  | B1-TT-13914A-B01 | -B01 | B1-TT-13914A | -U01 |  | 2024-06-18 / Panek, P. |  | @@UU@@C@@AA8uAApEUQhTGOY5zmOc5kHOdCEIQlCEnQhKUKQBIEKQhKEoSgCVKQBQFIUBQFJAoAAAApAFKAlSlKUpAEqSgClIUBKVKQAAAKAoCkJUACFJQlKgAAAAAAAAAAAAAAAAAAAAAAAAAAAAAAAAAAAAUAAAAAAAFAAAAAAAAAAAAAAAAAAAAAAAAAAAAAAAAAAAAAAAAAAAAAAAAAAAAAAAAAAAAAAAABCx/Nx9p1CR/QnNvCfDyfZQTsE7bKeHr5TymRY+p/CGk+efpDzev7ZvX/1/vB91x5+ecc6vN/8/X5pxyRT8c6DXqSA/8AHRWh09N3cA1LcovRjP0wRN8V/JT07tS55zUFvuGC6ZJmDES88UiiwzFIJyCSoWQ1WSSB6AMaECRQpBVBNkskEUcNJivciYWwXn/aoJEjJ6fQ7YlQGDBZBQriBy5MSFqV5KTphFKZqTeEymiqNpCVMuNvk3qhHLBZ0VZMVcb4AcQI/wHjE8JCyw7QkEwdcykR4vzE4hzwEiQJ0yJTczbSGku9FYnqeK7h7vChsepCngwTirtuEuFcA5ANsTBucF20NXgEg8lXeuItz6mLBn9Yll7OaseQ+BCRLYulCZywfFvdRZqoVZdnNp8XBbfQsNGU6rxOSzvia4nH1a1eSuO0TRbQNGnl18WzScInx5Yw3tie/uZu5gugqgEv4/fAsx5418+P+fkE0u9p7fFSKxIMN7umoJmt1slu7DpQJg6zxibomyCbAlol4TFtHFwiRy+0TVE9gkCf4JoBLgTDd7rjRi/cALBOyNI7BMe+K5gTKJyCZ1KAkgn0ZaxKxLFIb1PZvbGoJ7oEqb4niMn+ie20xCQYCoEwifKAGkJmBIEpmE5BIE5M9pBHLnE3wT5wOATyxHDIcbDrffzKiCvvA=
20335 | B1JBA-1306-I6002 | 1- C5XFE-R /ST/ | 2 x 2 x 1.0 mm² | 20 | B1JBA-1306-U10 | Junction box FI | B1 | 006 | 006 | B1-TT-13914A-B01 | TEMP.1 STEAM STG OUT.BEH. SPRAY-L |  |  | DSPW/SUPP.FI | -I6002 | 1- C5XFE-R /ST/ 2 x 2 x 1.0 | LOCAL Base Objects¦Cable¦A30¦Z20¦0502 |  |  | B1-TT-13914A-B01 | -B01 | B1-TT-13914B | -U10 |  | 2024-07-05 / Panek, P. |  | @@UU@@C@@AA8uAApJUQpTGMY5jIOY5jnOc6DqQlCEJQhCUpQACUpUhB0oQhQFIQoAEoSBQFKABQAAUBSVKUpIFAUpAEqUhQEpSBIEKQAAFKAoCkJUACFJQlKgAAAAAAAAAAAAAAAAAAAAAAAAAAAAAAAAAAAAUAAAAAAAFAAAAAAAAAAAAAAAAAAAAAAAAAAAAAAAAAAAAAAAAAAAAAAAAAAAAAAAAAAAAAAAABCu+bi7DpEj+hPr8AnycnmmJ1idlc9/q5T6DEsfYzhnLzy+oPu9nmlzWer+7PwvPPzSuli8v/632/fTikRP8s6DVVIB/4AOelD0+m/tAaupkF57j0WRLAK/mp692hc0ssxcDbBfKRKUEPNEouIYWUpwSxCSUK4aK5EgP0AuQgSJk4KIJVyZEETbYp7sUwtYvN0UBISMXr2NoSiyzoJmCZUTIiBhct9yGFKL5y1Q2pTzylmKsAlUznqiaElMtzYSqoBav1ndbTG8AHCCP8BxCaSFkw7YkEoOqUkiOD0CcI5YCQkCeqQk+9l2kMa+GKROh4b/FseJDd6EJ9+z9id1WHGJjFbRvA3BLdO7tjPwCQcebuXyiWpn0YbM/sErq+HjLT4kNAmG+EIywfLRTnQx18mbDPetrQ3rdiuUbMSoq3BNAnx9OrTr0x2CY75how262SVgndM+SLa9aW3uZdq2+CiATBi7gFeLNGtmu/nxiY8/bmJpCynMJjs4qtF1vehvgS3qOAT9xNcE7QlwlQmLtnBpEjye4TQJ7RIE/wTZBLwS2/33mzh6QArE64xnWJd4RXKCZBOQTMpMEkCfTkpEpErUhqn7e/r6onvgShwCaTF/onu1DCJBYUAlonkADGJlBIEnlE5BIE8ebUII5cwm8CfOBxib8Rv8ocTDrfj5VRBX4A==
20336 | B1JBA-1306-I6003 | 1- C5XFE-R /ST/ | 2 x 2 x 1.0 mm² | 20 | B1JBA-1306-U20 | Junction box FI | B1 | 007 | 007 | B1-TT-13915-B01 | TEMP.3 STEAM STG OUT.BEH. SPRAY-L |  |  | DSPW/SUPP.FI | -I6003 | 1- C5XFE-R /ST/ 2 x 2 x 1.0 | LOCAL Base Objects¦Cable¦A30¦Z20¦0502 |  |  | B1-TT-13915-B01 | -B01 | B1-TT-13915 | -U20 |  | 2024-06-18 / Panek, P. |  | @@UU@@C@@AA8sAApFUQhTHOY5jnOY5kIMdBzoAhCFIUdSkoSkClIUdKEJQkCUqABCkqUBSlKAoAAAApKkgUlSlKUBKkqSkClIUBKVKQAAAKAoCkJUACFJQlKgAAAAAAAAAAAAAAAAAAAAAAAAAAAAAAAAAAAAUAAAAAAAFAAAAAAAAAAAAAAAAAAAAAAAAAAAAAAAAAAAAAAAAAAAAAAAAAAAAAAAAAAAAAAAABCt+Tt9RziR/Qnf94Tu8v2UE6ROqunZ6PjPnMyx4H8IaT45+kPD6PtnDi/X+7PuuPH4ptnT4P/+qfDVbJFPrzoOHRID/wAeX8UObm2N0DTlvF8tp+lkTiFfyU83YqXam+guJxwXTJMwQ6ImAtJmVpJTMJINcCVVySB5ALUIEihSCqCa5ZIIoFXWiqFwi+L9qgkSM3m3H2hKrLK4KGCIHyX0L7syFqVXUnQe/BIE02qTWJnK8mCNSEqZ7mwmuoFw+WmazBGsAO0CP8ByCcRCyw6hIJg6JlIjtfmJyDfASJAnNIlODUhcvDFQnneTNx73Gh2POhTgsnLgyZhMwrYOYDUJZ2evvjT3RIOvfquIyYtGSy/F6BMWjT3DhQ0iW7EIRfB8HOYdCGDayc+TWY60N7QXa4xVk0r1CaRO3z27WHbwx1CbOWgYfZ35Mm5nnGJVy7MY9NU6vbv1WXQVQCW4vcArtzxuZc/894TYz79BOJsgwbxtCbOTTbj4IboEsz9BxidYTdBNwTKJWJbvnFrEj4vUJtiekSBP8E3wS4Ex3eu438v7gBWJ0xsHSJbwit4Jsid0TOpQEkE+jZwCYBK1IcNPTu7ugT1wJU4hOIzf6J6shlEgsKgTGJ3gA2BLwSBKXidwSBOXPkII+HOJrBPlA1ifNEcScjDt/f3xRBX2AA==
20337 | B1JBA-1306-I6004 | Comp. Cable KX | 2 x 2 x 0.5 mm² | 20 | B1JBA-1306-U11 | Junction box FI | B1 | 001 | 001 | B1-TT-13979-B01 | TEMP.1.2 REAR BRG LOAD.PAD FRNT SD |  |  | DSPW/SUPP.FI | -I6004 | Comp. Cable KX 2 x 2 x 0.5 | LOCAL Base Objects¦Cable¦A30¦Z20¦0502c |  |  | B1-TT-13979-B01 | -B01 | B1-TT-13979 | -U11 |  | 2024-06-18 / Panek, P. |  | @@UU@@C@@AA8uAApGUQpTGOY5znOcxzGOdB0oQhCEHQhCFIUhCkpShKEHSlAEpUpAEqApAAAUkAAKABClKUpQFIUBKFAABKlKSpKkoQAAAKAoCkJUACFJQlKgAAAAAAAAAAAAAAAAAAAAAAAAAAAAAAAAAAAAUAAAAAAAFAAAAAAAAAAAAAAAAAAAAAAAAAAAAAAAAAAAAAAAAAAAAAAAAAAAAAAAAAAAAAAAABCxcvydpz9Qkvp5v6E74nl6JCdgnbTPh66jzHKsYPREQz6LJcwff7PwuTven+73PYYfPLFL6vs//6/t+6muRE5ZUGnNIB/4APz6ENn02WgYLRcH6xKVE6RXoU9U1x/jZMXbxOCCuUiUoIfPEoCIrJwsieuJIS7ANN2RID8gK0IEiZOCiCVUmRBH7UBSYaZLUL0eugJCR4DZElVZduQUFyIWzFgQvpTinLMEMrZeqFxXRJ2mxTG0hJS/mMbfJVUgtW1OMdF074AcQI/wGgTwELJh2RIJQdcpJEcXoE0DkgJCQJ+khJ7u0hjXuxQJ+7n+Phsz+tDp6UJ3tclv13MVglgrcvpwWgT3BMNm9Wk6xIN23Rbt1+PTxX9+PYJeL988ZwIagmHHCHUSywfLZ3ENOV2jLnqqQt2DOaLkuGrS3BLoldvVTc7naJsYZhravHm0tKvGJn5NzNKi/rZ8fH4fi3tS9bu5qaATFl3wLureyV/z5RNPekJc1PEGyd74acwmTDr4NmGyAyQOvtdZxid0TVBNcTCJUJi3TxaBI+b3CawntEgT/BNsExgl/H78Zt4ekAKhOyLDsExaBXICWicgmVSYJIE81tIlIlSkNyft72tmE98CUN0TfK/9E92AwiQXigEvicoAWCZASBJ5BOMSBOTLgII+fKJxAn0AcInkiPD5A4GHU5+ZUQV+AA==
20338 | B1JBA-1306-I6005 | Comp. Cable KX | 2 x 2 x 0.5 mm² | 20 | B1JBA-1306-U12 | Junction box FI | B1 | 001 | 001 | B1-TT-13981-B01 | TEMP.3.2 REAR BRG N/LOAD.PAD REAR SD |  |  | DSPW/SUPP.FI | -I6005 | Comp. Cable KX 2 x 2 x 0.5 | LOCAL Base Objects¦Cable¦A30¦Z20¦0502c |  |  | B1-TT-13981-B01 | -B01 | B1-TT-13981 | -U12 |  | 2024-06-18 / Panek, P. |  | @@UU@@C@@AA8yAApKUQpTHMcxjoMc5jHOdSEHQhCUHSg6EIShKFIShSEqQhSVKQAClKSpSlAUBIAAAhSlAUoCVJSpKVKApKgKQpKkpSgAAKAoCkJUACFJQlKgAAAAAAAAAAAAAAAAAAAAAAAAAAAAAAAAAAAAUAAAAAAAFAAAAAAAAAAAAAAAAAAAAAAAAAAAAAAAAAAAAAAAAAAAAAAAAAAAAAAAAAAAAAAAABCw/NydR4PQJL6v6E3xPi5b8xOkTqpn7vRUfSfKsYPJEQz8VkuUPu9PfpnXzf3X99xZ+EsMtWv/+X7PtvXpEToyIMe3IB/4APJ4kObmtuAwXC6Xf/WcXqKRXxia0eWhcngyTF0WtkF0pEpQQ4olARErUJE+sJISqMMKU1yJAfiBahAkTJwUQSqkyIImGpeKIWkXw+agJCRrGwJLHjqpgoKYhb2PDYhgSnDE41AiWSVUF8TGSXxxGdCT+0AakrWuyKCqkFq/KdtF83wA4QR/gO2JwELJh2RIJQdEpJEcP5idsckBISBP0kJPsbKFq7UUCeVz7xwl2f90PP5kJ165Ls4qcNwlwrTgTgxgT2xLLt3Ek8QkG5j94x6MWjNhwbvpErKzB752kNUSy2EPOSywcnJmQ483HVz7Vd9Dr6DaL0Zufiq3RKBNvLTz69/W6hNvDMOvn7Gxuadtwnw7l8050Fezh4u57nW1KuzlomCY98CnNdZ/PyCae9ITU7QbBoyCW4Nc1sHWhtgKIHVl0HwCb4mcE1hNIS+JZoO5xiR3fWJmE9QkCf4JnBLQTBb7LTPZ6AAvidMXHSJh4RXICYxPjEyqTBJAnex3hLwl9SGmfq3tfTE9kCUNQm4Yv9E9ekWCQVlAJgE+gALhMgJAk8gndEgTky6RBHz5ROAE4wOATvRHDAcTDm8P1oKCvtA=
20339 | B1JBA-1306-I6006 | Comp. Cable KX | 2 x 2 x 0.5 mm² | 20 | B1JBA-1306-U22 | Junction box FI | B1 | 001 | 001 | B1-TT-13980-B01 | TEMP.2.2 REAR BRG LOAD.PAD REAR SD |  |  | DSPW/SUPP.FI | -I6006 | Comp. Cable KX 2 x 2 x 0.5 | LOCAL Base Objects¦Cable¦A30¦Z20¦0502c |  |  | B1-TT-13980-B01 | -B01 | B1-TT-13980 | -U22 |  | 2024-06-18 / Panek, P. |  | @@UU@@C@@AA8uAApJUQpTHMcxjnOc5jHOdR0IUlCEHOg6FIQhSEoAo50JSoAFAQpSVJUpQFKUoAAAAlKQKAoCkpSpKVKApKgJQpKkoQAAAKAoCkJUACFJQlKgAAAAAAAAAAAAAAAAAAAAAAAAAAAAAAAAAAAAUAAAAAAAFAAAAAAAAAAAAAAAAAAAAAAAAAAAAAAAAAAAAAAAAAAAAAAAAAAAAAAAAAAAAAAAABCw/Ty9Z4ugSXf/oTjE7neuzE6hOumerpqPsPoWL3miIZ+TBLvB9/q/CmdfN/dfhtMH4ywy8H3f/4JzjBIiVONBuZZAP/AB5vIhzc2KwC/fFv3/POLlFIr5VPRNbfDXjoF0YnBBZKRKUEPjiUBESsJELPsCTErhLlUiQEL+QFiECRInBRBK7uzZkEUBcJwtIvj9NASEi7xm4JPHbXdnIoKYhbtuHAhfSnDE6dgJzxyv1CWk/LBGdCQhmsaiRTQo/tGGr87lty4U8YAawR/gOQT4SFkw7okEoOmUkiNf6Ccg5YCQkCfrISfBpQtXfigT0Ofi1luf90Of0oTr2yXFz2XcWMTGK3b6asgE98TDj4rEnYJBoydsx72KvZwXvg9QlZWfGakNkS/hskh0EskHya9hDa7Ozl16a7qGbdNJ0b12dVW+JUJpy19inN1iacEwz7lG1py4cQm78vvnuyoL2fF2r3Bw5qtvLRMEt0AU7FuD+fmEw8EhM20bwaMgll7Zr24cUCbHFudJ2xOETOCbQmASoTDpO1rEju+wT3hPWJAn+CaASwEvWe2w0YOcALonVFp1CYdQrkBMYnKJlUmCSBPtx3BLgl1SGmfr7O1mE9sCUNQnCYv9E9l8wCQVlAJeE+cALRMgJAk8gncEgTly3yCO7lE1An1AahPriOSYfEw7Pi76ogr7gA==
20340 | B1JBA-1306-I6007 | Comp. Cable KX | 2 x 2 x 0.5 mm² | 20 | B1JBA-1306-U24 | Junction box FI | B1 | 001 | 001 | B1-TT-13982-B01 | TEMP.4.2 REAR BRG N/LOAD.PAD FRNT SD |  |  | DSPW/SUPP.FI | -I6007 | Comp. Cable KX 2 x 2 x 0.5 | LOCAL Base Objects¦Cable¦A30¦Z20¦0502c |  |  | B1-TT-13982-B01 | -B01 | B1-TT-13982 | -U24 |  | 2024-06-18 / Panek, P. |  | @@UU@@C@@AA8yAApMUQpTGOY5znOY5jHOdCEHQlKEoOdCEJShCEJShCEASpSFAQACUKABKlAAkAAKABCgKUpQFIUBCFAUBKQKSpSUoQAAAKAoCkJUACFJQlKgAAAAAAAAAAAAAAAAAAAAAAAAAAAAAAAAAAAAUAAAAAAAFAAAAAAAAAAAAAAAAAAAAAAAAAAAAAAAAAAAAAAAAAAAAAAAAAAAAAAAAAAAAAAAABCr8/J3HP1iS+vm/oTyCcvTITtE7qZ8PZUeg86xg9MRDPptlzB+Hu/G5O96/7vc9ph6JVy+2X//Z93301yInpZUG5KQD/wAerpQ1/XZaBfsFwc/6zimi4K9Inej96FyflkwUC7FjXBbKRKUEPREoCIlBahPwCTEvQ03ZEgIMUL+YFqECRIogpgldkyIImFBOFpF6PbQEhI3zOJLHbd1qpFJVELjrwoYEpJZglgxUZKPFTdElkNKmNCEmiBNSJQtjeKCqgFqzzsorN4AOAEf4DhE8hCyYdAkEoOyUkiOD9BOEckBISBPTISfi2ELF0RQJ+zr7vD7Mef2IdXtQnf1iW7dsqxYxMYrVgTgyAT8IlePcsSdgkFmPy49jFs5q7+5HuEvF44zfQ1RMFkIYuonlg5N/Mh48u/n4dm9UhopNkpjU6+K7m2xKRNrT66bmp3CbNcwz6/H4NrTxWCcfh3NSdF/RtWTq3dbUu7eWiYJgt3gKs1/D/PKJpbshNPWOMNGUS2/mva0OKA34HvbPYfOJ4xNUE74mESoSvaOP5RI+j4CaonvEgT/BM4JYCX7PjYZ8PUAFQnbFp2iV8QrkBMYnKJlUmCSBPRjpEpEqUhuT9+939MT4wJQ3RNsxf6J8MBhEgvFAJfE+oALRMgJAk8gnlEgTky4CCPpyicAJ5gOATzRHFyh8zDq8/MgoK/I
20341 | B1JBA-1306-I6008 | 1- C5XFE-R /ST/ | 2 x 2 x 1.0 mm² | 20 | B1-PIT-13904-JB | PRESS.1 STEAM STG OUTLET-L |  | 002 | 002 | B1-PIT-13904-B01 | PRESS.1 STEAM STG OUTLET-L |  |  | DSPW/SUPP.FI | -I6008 | 1- C5XFE-R /ST/ 2 x 2 x 1.0 | LOCAL Base Objects¦Cable¦A30¦Z20¦0502 |  |  | B1-PIT-13904-B01 | -B01 | B1-PIT-13904-JB | -JB |  | 2024-06-12 / Panek, P. |  | @@UU@@C@@AA84AApJUQpjnOc5zoOc6DnOdCEKShCUJSlSUpSkAFJShKUJQlKkgUBKgJApIAKUkAAAApIFASpIFJAlSUJUBIFJUBSUpSBQAKAoCkpUACVJSlKgAAAAAAAAAAAAAAAAAAAAAAAAAAAAAAAAAAAAUAAAAAAAFAAAAAAAAAAAAAAAAAAAAAAAAAAAAAAAAAAAAAAAAAAAAAAAAAAAAAAAAAAAAAAAAAjzdzr+96kf0jvPnR9LwLI9qPfbg9fbfZmkp98/KpXGvfcfh7PH+N2P9f7x+HQ8isvjxbn/13/BeUrvtUJf27Cf8Dy8Y8zzbO8LmbQk2GBvWwpJxyP28N6StmyTJMdMtrLWpU8VWoqrUywu3kXIw02lYqYRTyDMKRS0LqXqW6K0spV0ytu2DnVgqTEk8XovFkVxnLRbDhv0ul9NWnIMcX7K2ypnu13YEamy5UL0jXmmG5V1g89SGD88WwvVf6QOEifwcKOFUlpU5iKWp66iyuHyo6yaqLIpH6WRdz+WNAuR55o4Wfd6g9L0C7Fhtkv5UZUkxJ1RykY+Dm8lLuiinZ0dBn2OIptZel7EYXCw6/o4IWRkz9NYa7nV0dnixvlhxbXJ2+pn1s2IYHM9StrrMHQRvo5HpwX9q+r3o0Nm4pp3dDE05ciNx0dK2dsN2/bmOdz9ew23N15mcw0ReXNgYTU5H8/UjbcrVcjDZxGlGbXv58fQqbtH70mT1uwjpo3yOQjKjAj5nX6yO38EbiPcikf4jmkZyNzZ+Oy383pBhR7dD2ozcCSaiNKO0jXIuIsR3dN9F9GGRTB7upvbaPjSLzCjqv9R8MbIimJeIxo7gNlGoikaUdpFI05FPr0o6ZH2jsI7tV1eE68qbnh7xJCSfIA=
20342 | B1JBA-1306-I6009 | 1- C5XFE-R /ST/ | 2 x 2 x 1.0 mm² | 20 | B1JBA-1306-X02 | Junction box FI | B1 | 003 | 003 | B1-PIT-13905-B01 | PRESS.2 STEAM STG OUTLET-L |  |  | DSPW/SUPP.FI | -I6009 | 1- C5XFE-R /ST/ 2 x 2 x 1.0 | LOCAL Base Objects¦Cable¦A30¦Z20¦0502 |  |  | B1-PIT-13905-B01 | -B01 |  | -X02 |  | 2024-06-12 / Panek, P. |  | @@UU@@C@@AA8gAAo6SQpTHOY5jGMZBznMdJwKOg6EoOhSTqUlSUqSdSDpSpIEqUpQEpUBQAJSoAAAApKlAAhSgIAlSUIApSgJUBKkoQAAAKAoCkpUACFJQlKgAAAAAAAAAAAAAAAAAAAAAAAAAAAAAAAAAAAAUAAAAAAAFAAAAAAAAAAAAAAAAAAAAAAAAAAAAAAAAAAAAAAAAAAAAAAAAAAAAAAAAAAAAAAAABCu+v5ek5xI/oTydoT6PwkJ0CdOGez1UniLVj738oZy5JfaHF6/xl5qv2/urjyHL5pXS4sv//dxUF0ES4syDgpkA/8AH6ciHn8+PSBOzILYYdMqRXkU9HHQt8skxbGuC6UiUoIfLEoCIlBcThdIkxKYasOKZIDlAuQgSJqTgoglVJkQR8RQGDXGCFpF8vpoCQkaHfEllxYuSmRgKYgb9y1CxMEozhGOeaZhEvLZxvoSUzXNJLDQi4Y5Z3WURC/GAHCCP8BtE2ELJh1CQSg9UpJEcP5ibRvgJCQJ+shJ69SG4vZigT0O3c07EPT+6E6Y5rMFdwlwrUNwGoSvZXr6w0dgSDv5dVOS2Xdlnur7WH1iVbSrHn75sQkJdl7ckJdWDh5ufFoQ57beCzRdluqQo1U2xtw6xNAmfHnwV4I6RN4xzCOtoyYsttYne+nLFemODr681ec699lxTAJRP4AMWIv3f58AmfgvmJTLuO9F4mPq46uxDuwGWBrlr9R3ROyJvAm6JaJiEu987nCJHh9onvCewSBP8E1AmMErx+7Gb9vMAFInRGQ6BLtgreCZRPnEzKTBJAn2ZcAmASlSHDP2fJpzie6BKHEJ8Juf6J7bC0SCooBKxPqADIJeCQJO8T5hIE8Gawgjw5hNgJ4gO8J44jb4w7bDo4/IAIK9QA==
20343 | B1JBA-1306-I6010 | Comp. Cable KX | 2 x 2 x 0.5 mm² | 20 | B1-TT-13652-JB | TEMP.REAR GLAND STEAM |  | 002 | 002 | B1-TT-13652-B01 | TEMP.REAR GLAND STEAM |  |  | DSPW/SUPP.FI | -I6010 | Comp. Cable KX 2 x 2 x 0.5 | LOCAL Base Objects¦Cable¦A30¦Z20¦0502c |  |  | B1-TT-13652-B01 | -B01 | B1-TT-13652-JB | -JB |  | 2024-06-18 / Panek, P. |  | @@UU@@C@@AA8gAAo5UQpjnQc5znOdBkHQg6EIAhCUpScCUpQlKkKSlCUJSACgASoAFJSBQFJAoAAKSpSgJApQFJUlKVAUpQFJUBKUpSAAAKAoCkpUACVJSlSgAAAAAAAAAAAAAAAAAAAAAAAAAAAAAAAAAAAAUAAAAAAAFAAAAAAAAAAAAAAAAAAAAAAAAAAAAAAAAAAAAAAAAAAAAAAAAAAAAAAAAAAAAAAAAAj0fN2vc9KPwfyjjR3lI9iPdbq+ruO73JKY5PDmYPpO/68P23Y/2/rJ9178VZ/DXe//6vs7+HRZWpuQmxawn/A/PwjyPJfwDRoSZq/WWwpJ4pHluk+++wa88yU0WstalTVVqKq1LcKLaEqVKTHUx02B4xoFIpcupgpapSlWkXLqkpgSeDz3SLIrjnNRbZxYGGzBLpPFffmGWNiyvG1FtnBtXa/NqyzCqTcaGuGPKpHE17cyLYCTFfkux8YOQifuciORUlpU1opanqqLK6/5I5U00WRSP0si7i6AvFyPLOV5lNnhuHoecXYqyYMyMyScxjk5RzkZOTi5kl3GinZ2vhdNtWZ9bd0cXrRjzuo+PrQ30Zuxh03C2fVgefBTeFX8zjtvejr5MY57Xw0w16WBysXEjfRq9PBhzT3Iz3rjXt8GvbZ9COi0txbFrcOz0uLVscGnOw0Re6Yvbrazv4+VG46NkYtLn9M52pF+bfy71S+kZfU7KOkjhI30ZUbCOe7HXR2/ejeR7UUj+0dAjZI1X/5e5uj0AxI9m09iNHVSTbI0o7SNyRcRYj6NOFGFGKRTY9vU4d1H+UjAxI5X+o9+RlRTGwEZEdwF6NsikaUfIikacqnb0o6pHzj4kd2q63YRu+D6whJPgA==
20344 | B1JBA-1309-C4001 | Cu | 4 x 1.5 mm² | 20 | B1JBA-1309-TB3 | Junction box IOS | B1 | 001 | 001 | B1-SKD-13201-MOV01-M01 | EDF DICHARGE MOP 1 |  |  | DSPW/SUPP.SKID | -C4001 | Cu 4 x 1.5 | LOCAL Base Objects¦Cable¦A30¦Z21¦0504 |  |  | B1-SKD-13201-MOV01-M01 | -M01 |  | -TB3 |  | 2024-06-17 / Panek, P. |  | @@UU@@C@@AA8aAAo7SQpTGOcyDmMYxznMZKEIQdCUISk6UAUBKkpUhKDoSlSlAQAAFJSpSgAUBQAKSpSkpUBIAKQBSkgSBKlASlSEoQoAAKAoCkJUACFJQlKgAAAAAAAAAAAAAAAAAAAAAAAAAAAAAAAAAAAAUAAAAAAAFAAAAAAAAAAAAAAAAAAAAAAAAAAAAAAAAAAAAAAAAAAAAAAAAAAAAAAAAAAAAAAAABCt+ji8vT4uYSX2/0J8QJ0CdM57/P9P1HzrF3kH0y8lP3Bd7L/V5qK/79GTOfZ+krc1Gf/5eP8JQWEpXoMvHIB/4AP1/JCu66QFVdwsjTFIrxqck18t0hfU1QWSkSlBgSfxicTWGUTgltiSOSqSBENUH5gWoQJFU4AiIKIJQwQRom71EoKYicpLiF496gNfHQJOucb0QbolAFOtZEymNyQ358iFiRiNhirDzoV4trFsesrEv2DIYnr2OsSpoBafNOZZKQHcADugj/AcAm+QsmHsiQSgjniQ8HnE1LnhkJAnokJPtaULgJifs+m3c0ciHN60J1Ry9pDe5bqswmYVrGnL8IEhLNXyd3t9gaZiQcufXnmttos9gnCWbNOLASq2uSEZoO3ljVghTnpx8VezkqQ1v32JW6J5sfe0iYhM+Gvw4VbWScHSJsXzce3td/XuyiatrNptts7Gmjq0FPf6t+O0E+ACv+fAJfuSEwytxwucSvNhbu13w9aA0QNmjnO8JpErBNkS0TGJdunDwCR4PcJtCe0SBP8E0gmUEyZfflOvZzABjE6IzHQJb3BW8EzicQmCkwSQJ9eekSkTGpDin7d/b1xPfAlDUJvl3+ie6ssEg1igEyCeEAMwl4JAk7xPEJAnzYVkR4cBOAE+MDUJ8sRwyDUw7PH96KAr1A==
20345 | B1JBA-1309-C4002 | Cu | 12 x 1.5 mm² | 20 | B1JBA-1309-TB3 | Junction box IOS | B1 | 001 | 001 | B1-SKD-13201-MOV01-M01 | EDF DICHARGE MOP 1 |  |  | DSPW/SUPP.SKID | -C4002 | Cu 12 x 1.5 | LOCAL Base Objects¦Cable¦A30¦Z21¦0505 |  |  | B1-SKD-13201-MOV01-M01 | -M01 |  | -TB3 |  | 2024-07-11 / Panek, P. |  | @@UU@@C@@AA8cAAo8UQpSmOcyDnOY5zHOc50HOhCEoShCEgSgCVAShCUJQhKVAUkAAIAhQAAUpQAKSpSlJUpQFKQBSAKUpSlKShSAIQoAAKAoCkJUACFJQlKgAAAAAAAAAAAAAAAAAAAAAAAAAAAAAAAAAAAAUAAAAAAAFAAAAAAAAAAAAAAAAAAAAAAAAAAAAAAAAAAAAAAAAAAAAAAAAAAAAAAAAAAAAAAAABCs+D3/r7fP1CS+X+hPCCdgnbOe918nwnIseh9MMHop8wWermyT1Of+/yvWnyfnKzFbrf/d+j6asMiKSyoMqSAf+AD9PuQv4cMgK7+EWRtRUK8qnRNfqwyF52uDBKRKUEP2RKPtIYWUpwS1hOiuihENcHMBYhAkVzgCIgpBKGCCJPeidIicpLULy96gZrtyoSk9i/3BKUgquX4mXWNiQwSXHbWhgSKGcI/BC9TRTPn1BMxIo9zE3SVTQFq5pzL0pAe6AG8CP8BvieEhZMO0JBKCOuJDv/eJ4hxwEhIE/GQk+/3UMIExOd/WzX0/sh09CE646um5uobnTivYxMYrdGq3dAkJZ4vLv+DbGqYkHTj1Z22WUweoT3jTSrKJdwXpIRbBwYYyIcPmj99NZFdxCmrf1pcVzcEqEwZMuW7or1ZUO0S22YcNeto4s2K0S549G5ZZtbc8+KrizZLu2YQTdAwfzxiZdmQma04QyCXrdva1MkOzAXs0bDMcHWcQmwJrgmkTCJcExd04eASOP2CaBPWJAn+CbgJiBL2L24jZwdQAXROyLTsEs3hXICYxPMJlUmCSBPjx1CVCXVIbk/Xva+cT2wJRrE8Zh/0T2XzAJBqFAS8JyABaJkBIEnkE84kCceW+RHJlE3QTygeAT4ojg8geRh08vzioCvuA
20346 | B1JBA-1309-C4003 | Cu | 4 x 1.5 mm² | 20 | B1JBA-1309-TB3 | Junction box IOS | B1 | 001 | 001 | B1-SKD-13201-MOV13-M01 | EDF DICHARGE MOP 2 |  |  | DSPW/SUPP.SKID | -C4003 | Cu 4 x 1.5 | LOCAL Base Objects¦Cable¦A30¦Z21¦0504 |  |  | B1-SKD-13201-MOV13-M01 | -M01 |  | -TB3 |  | 2024-06-17 / Panek, P. |  | @@UU@@C@@AA8aAAo7UQhTGOc5zmOcxznOdCEHSlCUIOlSEAApKgKOpCDoSlQFJUBSgIApSgASBQAAQpKVJUACQAQBIFKAlSVAShSEqOAAAKAoCkJUACFJQlKgAAAAAAAAAAAAAAAAAAAAAAAAAAAAAAAAAAAAUAAAAAAAFAAAAAAAAAAAAAAAAAAAAAAAAAAAAAAAAAAAAAAAAAAAAAAAAAAAAAAAAAAAAAAAABCxfZ9HZ5ubYJT7/6E1AnWJ2Up8vV9viPrWLfKPqny1+MLfZm6Pyqs/v9MGU5vTOLJ4/J//4T+NUGImc6DXZID/wAfr50LLbZAvYbRZOCKxXnU6aL5rZF6G9BhmSZghyxMBpJmVpJTdEu0BiBLsHnAwoQJF2kAREFUE9MskEUCqkcMytwXn4ag2rt+sSrhpVEkbwlWC5gsioux3JGS/lyShiSKjbf2kC/6ELLnar3PWWCbZoa3TY3ia6gWv86ULJkDUAHGCP8BrE4iFlh4BIJgjqiR1+gTkXLDIkCemRKd7gQtAoJ0vRi7na9aGz90KXuGdneQpstvZBMgrYNeP4wJEw6/n1aR+SugkGzLt0yYsVWH2CeEuaK7mcS9hwShGSDktjdzoZdyyvjyRfuoce5b25r0iVCX8+DRc0bdIOwTax0DRoz5sVolNX06bPBh092ra79ffu7Wa9aCb4F4uYZ/nlEz70ibWQuEa3MJhy04NODPDvQG7A4LOo5BM4nbBNAlol0THvmviEjl9wmgT2iQJ/gnwgmMEwY/fjN/DsAC6J1xkOsTFqFcwJlE8ImdSgJIJ92WsSsS6pDcp7dW7tie+BKm8JrLf9E91hhEgvlQJgE5QAyCZgSBKZhOYSBPqz2ERy5xOIE+YD4hPFEcaeBh0c/kRQFfg
20347 | B1JBA-1309-C4004 | Cu | 12 x 1.5 mm² | 20 | B1JBA-1309-TB3 | Junction box IOS | B1 | 002 | 002 | B1-SKD-13201-MOV13-M01 | EDF DICHARGE MOP 2 |  |  | DSPW/SUPP.SKID | -C4004 | Cu 12 x 1.5 | LOCAL Base Objects¦Cable¦A30¦Z21¦0505 |  |  | B1-SKD-13201-MOV13-M01 | -M01 |  | -TB3 |  | 2024-06-17 / Panek, P. |  | @@UU@@C@@AA8cAAo9UQpTmMcyDnMY5zmOZB0IOg6FHQpKTpApIFJQlKDqQhIEgUkAAJUhQAASpQAASpKVISAClAQBKgASBKlASlSEoQoAAKAoCkJUACFJQlKgAAAAAAAAAAAAAAAAAAAAAAAAAAAAAAAAAAAAUAAAAAAAFAAAAAAAAAAAAAAAAAAAAAAAAAAAAAAAAAAAAAAAAAAAAAAAAAAAAAAAAAAAAAAAABCs+z6uv8fJ0CT+/+hN8E6hOuc+708fjONY5HHD65clHlDF7ssvzwez+/VgtMf6SsyeX8P/83J56MciPPLMg02SAf+AD9fQhZkySAqsyCyNUUCvKpzTX8sUhfY1QVykSlBDbEoCIuJwsie4JfmJEA34PQBWhAkVTgCIgvQSokyIImF6capSWkXl1Xguv081IlHaovEjSJevYKb+GKqSqN2Q1W5JIWJFJmCH0oT267wGb2mwJsm0UMabXYJUUAtHzTmYJSA7gAd4Ef4DgE7pCyYewJBKCOmJDwekTWNsBISBPVISfz9lDEBMT9n12bufmQ6PahOqOftodrnxVV5BMgrWNOPtgSEs4PBv7w/RRMSDny7U7bLL1fuE8BnzUU5hKrMMkItg144uQv6O5xfvw/TgqQ8NGjHvSuv6hKBMeba0U7ks51ibdsw3dvFdZiEp17OrDh7HZndxUcV2G/WCaQL7h/nxCW7shNN2SoifCGUSu29qulvV7MPywGiBr6TiEqE3ATOJYJSJi0nDrEjxfATOJ7xIE/wTMCYwTBj+OM019AAXxOqMh1CWb4rlBLRPCJcpMEkCfdbQJQJfUhpn79/RmE+MCXmoTWYv9E+GErEg2C8CYBOMAMgmUEgSeUTyCQJ9d2EiOO4TvAnfA4BPtiNfjDvsOfl8wqAr8gA=
20348 | B1JBA-1309-I6001 | Cu | 1 x 2 x 1.5 mm² | 20 | B1-PIT-13232A-JB | PRESS.OIL VAPOUR DEVICE SUCT. |  | 002 | 002 | B1-PIT-13232A-B01 | PRESS.OIL VAPOUR DEVICE SUCT. |  |  | DSPW/SKID | -I6001 | Cu 1 x 2 x 1.0 | LOCAL Base Objects¦Cable¦A30¦Z20¦0502 |  |  | B1-PIT-13232A-B01 | -B01 | B1-PIT-13232A-JB | -JB |  | 2024-06-12 / Panek, P. |  | @@UU@@C@@AA9CAApNUQpjIOZCDnOc5znQhKEJQhCkoUBKUoSlIEJSlCUKQkCgKUoClAUlIFKSAAAKAlQFASACkpSBKkgUBSkgSkCkpSAAAKAoCkpUACVJSlKgAAAAAAAAAAAAAAAAAAAAAAAAAAAAAAAAAAAAUAAAAAAAFAAAAAAAAAAAAAAAAAAAAAAAAAAAAAAAAAAAAAAAAAAAAAAAAAAAAAAAAAAAAAAAAAjzdv6Pc8D0o/pHEjuqR7Efk913X9Xa7Xc7clPL3njqVpa34Gj1+Pv3ebJ/ex4Nl96sufTr//b8e9a+yvC2YS/bsJ/wP21h5Xlz5hlzpNZkYlYkk8Uj97pNWeyTCa9MlrLWpjWngq6rpKlqupbcRaQwqYU/MZRSKWwFVS+lsnkulylXzWutVnPtaTBJ4efeWRXEb6LDC/BsL2KrLRp0ZBjimdg3ehLX7OO7PtY0bDxPJDFOi4NUyYquwxEl/juuy0OIHGRP4ONFca0llTnopanqqLK4/0R2JNVSyKR+tkXdLQ3RoF6PNPQz73ZHoX9QX4a1utwMmvM6M6SYRrdAUjY1+o0xw33Ip5nn1Z8nzOyvczNwuR60YuOG6w3EZNpp6zpXi+958vLsbNaW6L+L5N7Zv0ZcB870uRfwo4EacvByM2GVznuRtLS5zOFqYOXNnRyuc5i2Nv5bdLp7WNuLvjwxsqRcwbg1fz9SNp0cy5GljVkdBpRfquv19+puUdNw71yZLvU7KLI3iOajMjEjgcvIj6/ejbR7UUj/EcBGcjm6Phoc7N5wYI9ml7EZuqkmyRqR9KNqRcRYjuatZGsjCRTF7etv7aPhSL2COw/1Hv2GNFNdeRsI7QNCNkikakdFFI1Y1Ps1I6pH2jlR91V17Hyypt9/uwIknxA=
20349 | B1JBA-1309-I6002 | Cu | 1 x 2 x 1.5 mm² | 20 | B1-PIT-13234A-JB | PRESS.OIL VAPOUR DEVICE SUCT. |  | 002 | 002 | B1-PIT-13234A-B01 | PRESS.OIL VAPOUR DEVICE SUCT. |  |  | DSPW/SKID | -I6002 | Cu 1 x 2 x 1.0 | LOCAL Base Objects¦Cable¦A30¦Z20¦0502 |  |  | B1-PIT-13234A-B01 | -B01 | B1-PIT-13234A-JB | -JB |  | 2024-06-12 / Panek, P. |  | @@UU@@C@@AA9CAApQUQxjHOY5znOc50HOhKEoSlCEJQpKUoSBKkJQlCUpUhIFAUlSVAAlIAKSAAAKAlQAJUACkpSBKkgUBSkgSkCkpSAAAKAoCkpUACVJSlKgAAAAAAAAAAAAAAAAAAAAAAAAAAAAAAAAAAAAUAAAAAAAFAAAAAAAAAAAAAAAAAAAAAAAAAAAAAAAAAAAAAAAAAAAAAAAAAAAAAAAAAAAAAAAAAjz936/g8T1o/pHCjvqR7kfk+FvV9nc7ne7slPP+Ly1K2GD8DT7fL4bfRl/vH4tb71ZtGrwf/s+C27NYrxtmEw4LBP+B+2Aed59GcZtCTAysKsKSeSR+9smrRYkvmKmWyxZZSp4qsrKqVJZZbSzloskL6l9PzGYUill4qqXUs81ksUq2XVTn3WSYUnj59xYitPCbiLcVMGJkWsNVF9kmxpzDLFLtCuZf0Jbg15babORGXI8jzQvmvoudrmZZiwkmJ5bbc9DhBxkT+DjRXGsksVOeillPZUWK4/0R1pNVSxFI/WxFvS1NoaRcj0T1NG5yD1LvoF19dTnMt80I0JJkjBwCkY+Lhb0dO61FPQ9OvTpzcD6WBtaL3tRg44bbDtIya2nidK4XXPTm631aXMHFk5t/Wz5bxjetjYWDgRuox7vXbeHM5r4I21ktb3Qal7sZs6N9uuUsyNyuh0dnG6XZ22DXvVmaEi1jYhi1/z20cpwaFqNTKrM2EW6vnl2LdqbdHbc2xMnsdlHTRuEcxGdGFG+5Owj7fijaR70Uj/Eb5Ggjb0/LS3s/pBej3bD3Iz8SSayNSPsRsyLSLCO9qwIwIvkUw+/q7m0j5Ui5ejrv9R8cbIimJcRjR3QaUayKRqR0UUjVkU7mpHUI+4ciO1VdXtHJKnL8PfgRJPm
20350 | B1JBA-1309-I6003 | Cu | 1 x 2 x 1.5 mm² | 20 | B1JBA-1309-TB1 | Junction box IOS | B1 | 003 | 003 | B1-PIT-13205-B01 | PRESS.LUBE OIL MOP 1 DISCHARGE |  |  | DSPW/SKID | -I6003 | Cu 1 x 2 x 1.0 | LOCAL Base Objects¦Cable¦A30¦Z20¦0502 |  |  | B1-PIT-13205-B01 | -B01 |  | -TB1 |  | 2024-06-12 / Panek, P. |  | @@UU@@C@@AA8kAApBSQhTHMY5jmMYxjGMZCDnQlCEoShCEJSdCEASg6ToSlCEpSkAEJSlIEpSBIAAABKAASlIEpSkCUpSBKUoSkCEpQkAAJAkCUJSACEpQlKQAAAAAAAAAAAAAAAAAAAAAAAAAAAAAAAAAAAASAAAAAAAEgAAAAAAAAAAAAAAAAAAAAAAAAAAAAAAAAAAAAAAAAAAAAAAAAAAAAAAAAAAAAAAABDo7fW8fIdXhEP4vsI8GyCOMRyRQycXam7x20m9/t8VjKD+uPeCv7+R/V8J/xL5riT3PPVvP/7vD471DjNpXIFHicBf4AN/0oPhXXWBTWJTF5rwkvQkcEEvLTVASmUrE7uO7DK1nYJx3dKDkM4Q4K+whpHPSBQgYQ0kGAZmImH33TjDQWredh4nSjEvPqRA4hqVoCHkikJYiMbluhyuqdBMhoua0monAitfMzHnwCIrj0G+gjUWjJJYsBFKSAlL6oQL/xhADoABlBC+gbQhsg6TjLUEMOxxO6GbL7BG0laycQwj3OIhj1UFIEBFfAuCnO3EHDsIIPfww4PlPkpv1iKxJThp88BhFHR2aghsQEOTU2/KE2puYqLT7iIjHhlyoL+ERNdZVZs60aDmRSMXWXPdiQbGXL0KcEaDJ8+rcz87ak1xEYizQfR0o+ldn8gjO0SCu0syXDVSI06M1pdeh2x6z5mC3CXnsmoBENcCKf67oi7na0BGfYImtxrdKr+my5bBnjCxcR1BHZEaAIzRFAiMRTpHU2xDdn9iMIj9CGEfkRqgioEYKv5UaM/CAEgjjas4xFGyJK0EWCOwIuSIAhwR37Lwi8IkSGUcP1kz80R/GERK+I55T/RH7mJxDEpECMAjugBWItBDCIWiMYhhG5dMMN3LhHTBG2BtiOuzZEdNMsXm3hAgSXKA
20351 | B1JBA-1309-I6004 | Cu | 1 x 2 x 1.5 mm² | 20 | B1-PIT-13208-JB | PRESS.LUBE OIL MOP 2 DISCHARGE |  | 002 | 002 | B1-PIT-13208-B01 | PRESS.LUBE OIL MOP 2 DISCHARGE |  |  | DSPW/SKID | -I6004 | Cu 1 x 2 x 1.0 | LOCAL Base Objects¦Cable¦A30¦Z20¦0502 |  |  | B1-PIT-13208-B01 | -B01 | B1-PIT-13208-JB | -JB |  | 2024-06-12 / Panek, P. |  | @@UU@@C@@AA9CAApSUUpjGOc5znOc5znOdR0oQpCkpQpKEASlKUqSg6VJSlCgKSoCgJUpKgASBQAAABKlASoCkqSpKkqUBSkgSkCUpSkAAKAoCkpUACVJSlKgAAAAAAAAAAAAAAAAAAAAAAAAAAAAAAAAAAAAUAAAAAAAFAAAAAAAAAAAAAAAAAAAAAAAAAAAAAAAAAAAAAAAAAAAAAAAAAAAAAAAAAAAAAAAAAjy9jrez8FOs8yPvf0jtOIj1I9ldvow/V2exJR4e20UlP0Xdozenv9yzxY/7w/jqXlMeXtaP/p93btyVUmmEu9+on/A/fvDwvDnzDLnSY1ylySd6R47JO5mqkxTBRjrVWtFJ3aVoUpjWUkqs3UVRfoS/RV+YyCiKLMApSi6ivgrKqKWS3oVq4bqyX0n5cNpVFL5yUVvy2+wrV6lIz5sYxRRc3eW4ZZLdVRrx4UeDW5SsL05Wvc1TGtuYKBdQmDv22Y7qjng2kT+DainErJVSctFFaPRSKqbf1R0pNVJVFEftVFnM2DMLEeKeJl+DqjyPL0BbYwV8fEyXZkZkkxR8XMFEYtvRb8Wc+xFWN5NWdrtyanG2Ztb0o3Lp5XndOGDdRj2NDVtc64UXWtefp/Nqbw+Pirmsy4rR0mD4VPO6a9zUXIzblW7vr3IexGxurJob+lfceXIjjalMDnMlebztWFvNi2ujGyEWOAZP566NTgcNiMWnQjHp4Z12fDv0m5Q3aJi9D5UbUbxGdGVF5HKcfUR9PtRsR60UR/iOAjMRuZ/dncnL5gX0erQ9SMvRSTURpR9CNciwipH2abkXIvyKL3r6O9sR7qItX0fI/1HtwsSKMC0jCj6wZ0aiKI0o5qKI04lHY0o6hHWHVR89KcXZOrKTkd37YEST3g=
20352 | B1JBA-1309-I6005 | Cu | 1 x 2 x 1.5 mm² | 20 | B1-PIT-13223-JB | PRESS.JACKING OIL DICHARGE JOP |  | 002 | 002 | B1-PIT-13223-B01 | PRESS.JACKING OIL DICHARGE JOP |  |  | DSPW/SKID | -I6005 | Cu 1 x 2 x 1.0 | LOCAL Base Objects¦Cable¦A30¦Z20¦0502 |  |  | B1-PIT-13223-B01 | -B01 | B1-PIT-13223-JB | -JB |  | 2024-06-12 / Panek, P. |  | @@UU@@C@@AA9CAApJUQpjnOc5znOc5znQlB0pQhKEoABCEpSlKgISlCVISlKkgUpSlKAlIAASoAAAUBSQJUoAAJUoCEpAoCUgSkCkpSAAAKAoCkpUACVJSlSgAAAAAAAAAAAAAAAAAAAAAAAAAAAAAAAAAAAAUAAAAAAAFAAAAAAAAAAAAAAAAAAAAAAAAAAAAAAAAAAAAAAAAAAAAAAAAAAAAAAAAAAAAAAAAAjz976Pg8L1o+9/KPA6xHuR8Ldf2d3u9/vSU8/4uWpXkX/Aavb4/Fd6Mv9Y/z2mZWbPz9f/7Xh/K/nsrwtuEwYrCf8Dy8o87z6tI0akmVfVfSTlkftdJ4tFkmSYqZbWWtSppq1FVbLCy7cRZGGiYaeMZhSKWxCqpepbzWllKul6qcN60mBJ+nDeLIrcN5FsN17CxsrAv1UWadGYZYpgbm9LXa7bVMJlpOBlXpOV5oWm/qmRbBeJMHkuuyUPlB2CJ+5xorjWksqcCKWp7KiyuP9UdiTXUsikeWyLunwDQLkeidJ1PQ073bHpYBd6seK7HvrLs3Fj0o0pJmjF0hSMvXxcTfi91bkWdx6dvSzdx223o43I9qOswT1MvZhTHuIzbFzXyOL5mAbGHA4ebr0OH17HQH0393o9Haz4RhY2N2l/qo1o0Z7N3qMG6+CN1zV01OZrYXz58yM++5isbbZrdTq4cbbXbNWVmIuc8Zv4+xG04bI1ZNKMmrgmfFwVNlHTc6yZfY7aOBG6RpRnRgR0Ha5Efb8UbEe9FI/tHARoI52n/NLez+oGFHu1PcjPxJJtEa0fUjmSLiLEfdrvovowyKYPfxc/Yj/KReYUdh/qPjjZEUxLxGNHeBpRtEUjWjoopGvIp3daOQjvjso+uq69HJKmzxfhAiSfIA==
20353 | B1JBA-1309-I6006 | Cu | 1 x 2 x 1.5 mm² | 20 | B1-TT-13206-JB | TEMP.1 LUBE OIL IN MAIN OIL TANK |  | 001 | 001 | B1-TT-13206-B01 | TEMP.1 LUBE OIL IN MAIN OIL TANK |  |  | DSPW/SKID | -I6006 | Cu 1 x 2 x 1.0 | LOCAL Base Objects¦Cable¦A30¦Z20¦0502 |  |  | B1-TT-13206-B01 | -B01 | B1-TT-13206-JB | -JB |  | 2024-06-18 / Panek, P. |  | @@UU@@C@@AA9GAApTUQpjnOc5znOdBznOdCTpQpAEoSlKEqUpSlISlR0qSkCVASACgJUpIFASoAAAABCgASBSlJApSUpApSgJSpSkpSBQAKAoCkpUACVJSlSgAAAAAAAAAAAAAAAAAAAAAAAAAAAAAAAAAAAAUAAAAAAAFAAAAAAAAAAAAAAAAAAAAAAAAAAAAAAAAAAAAAAAAAAAAAAAAAAAAAAAAAAAAAAAAAjz9vs+t5kd12X1v5RyrOoR6UYHru+Lz/Pk7nbkp4+6zVK8K/ymj0X7fZ+eT+sf26ngVmz/Vy//ru7tZrKs1wl7fsJ/wPx+8eN49G8MmhJl8Sl9JO/I/W6TvaLJMsxUzWstalTZVqKq2VZUl3Ai5GGophtDwDMKRS2IVVL1LVKUrxXTKv2px4LSYUn3cd4siuQ5yLYb2FlXmCqTToyjJFL7jcPMl17ZbTiRl1r3fqV4oWRxaZjWwXiTB4brsVDkBuIn7m5FblpLKnQRS1PPUWVu/BHVk1VLIpH5WRd7vRG8LkdOfo6De9vrjyPfF1mLa8t7kz4NCNCSZI5/SFIy9THzou974UWZmzXhu2M1m/mtf9COtfdOFbEYtJvN9o23xyMF55OB1dRzR2HybNu7JgGkwTEX1vM1M3VY+kjGje8tjgw4N560cS0523bxb7PmRfa1YNnR49Vbc+MjM9wWam3I/j5UanE47kaeF+zWjNkz9GaeZl7FTVRwUmfzusjiRwkZEZ0YEcT49yO17Ec1HqRSP7RxkbxHN0f5oc/P5QYUenS9KM/IkmsjUjso2SLiLEfTqvovowyKYPV8HDzEf5SLzCjc/1HsxsiKYl4jGj5gaEayKRqR2EUjVkU7WpHXI+gbkdyq6ncN0qbe9yyCJJ7Q
20354 | B1JBA-1309-I6007 | Cu | 1 x 2 x 1.5 mm² | 20 | B1-TT-13207-JB | TEMP.2 LUBE OIL IN MAIN OIL TANK |  | 001 | 001 | B1-TT-13207-B01 | TEMP.2 LUBE OIL IN MAIN OIL TANK |  |  | DSPW/SKID | -I6007 | Cu 1 x 2 x 1.0 | LOCAL Base Objects¦Cable¦A30¦Z20¦0502 |  |  | B1-TT-13207-B01 | -B01 | B1-TT-13207-JB | -JB |  | 2024-06-18 / Panek, P. |  | @@UU@@C@@AA9GAApWUQpjmOg5znOdBznOhCEJSlCkoShIEJSlSgJUhSEpSgAFASlQAKSlIAJUpQAAABKVKSBSlASBKkqApSgJSpSkpSkAAKAoCkpUACVJSlSgAAAAAAAAAAAAAAAAAAAAAAAAAAAAAAAAAAAAUAAAAAAAFAAAAAAAAAAAAAAAAAAAAAAAAAAAAAAAAAAAAAAAAAAAAAAAAAAAAAAAAAAAAAAAAAjz9vr+150d92H2P5R3VnER60YXtu+P04+18/bkp5O+zVK/Bf3TR6r7fb+mT+sf3aniVmz/V3v/1/X3789lWbUJfuWE/4H5eEeR5NOgZ9KTL41L0k++R+10ng0WSZZipmtZa1Knhq1FVamWF28i5GxU2KLKk8QzCkUtiFVS+lrWllKtLqpw4LSXpPDw+O8uRXEc5FtLHfjZV7Yqo06M4zRS90Hjc3dmDHh27tGRGbacDLDDJzqk0zGuw4CTDzrrsVDpg4yJ+5xorjWksqcCKWp6aiyuP8UdSTVUsikfnZF3R542Rcj4p+rntnmcg8rpC6zF5rsmW/OjOkmON/hFIycXvxbpfCizK16ra2XkbebnPUjkxcbBhcUK3EZNZh0uUxaqwjibGB5d51dRyxgt5vRd1cWEbJ15iL1vQ0usxdFGJGf0WOZfvvajgWnN2tPBrZsqOU1q5W3w9DXWXZxkZnRFmtu5H8fMjU33DcjTvNSMuPgmjbx/JU0Ucuky+lyI4UcwjIjMjCjfdbqI7PuRuI9iKR/aOeRskbuj/NDm5/ODYR69L1oz9NJNZGpHYRtSLiLEfTqvRejYkUw+z4N7cR/lIwNhHG/1HuxsiKYmAjGjtA0I1kUjUj5UUjVkU7OpHWI7g4kfRVcXcOSVN3wd6QRJPeA=
20355 | B1JBA-1309-I6008 | Cu | 1 x 2 x 1.5 mm² | 20 | B1-TT-13209-JB | TEMP.LUBE OIL BEFORE COOLERS |  | 001 | 001 | B1-TT-13209-B01 | TEMP.LUBE OIL BEFORE COOLERS |  |  | DSPW/SKID | -I6008 | Cu 1 x 2 x 1.0 | LOCAL Base Objects¦Cable¦A30¦Z20¦0502 |  |  | B1-TT-13209-B01 | -B01 | B1-TT-13209-JB | -JB |  | 2024-06-18 / Panek, P. |  | @@UU@@C@@AA82AApESQpjnOc6DnOc50nOlCEpSk6FISo4FJQlSAJQhKUoQpIAAUpQFKSlIAJAkAAKABIFJUACVJApKlKUBSUqSkCkpSAAAKAoCkpUACVJSlKgAAAAAAAAAAAAAAAAAAAAAAAAAAAAAAAAAAAAUAAAAAAAFAAAAAAAAAAAAAAAAAAAAAAAAAAAAAAAAAAAAAAAAAAAAAAAAAAAAAAAAAAAAAAAAAjzdv5/c777HpR/SLOoR7Ee63D6uz2e52pKeXvvwqV+a/3jP679vB5sf97X36XjVlzYeh/+n7fuvqVTVCXtuwn/A8fiHlaNGcZdCTI/ZV9JPFI/e6TwaLJMkxUy2stalTw1aiqtTJC7nouRhqYaPxGUUilpLysQqqX6WqUpVpeqmy9aTAk8Oy8WRXk1m6i7FfxMa8wVUaM+UZIpfa9jcl17Va3Mx7SMmp4nkhim9y5kuVdgukGD8rrpiocAOqRP4OJFcS0llT40UtT1VFldX9EdaTTUsikfrZF2/sGcXI80y87kHnb413qub7F6L+TXV9WDOjOkmSMfyCkZOHdi2/kRZ12V59VpwMvApuZuw9aMeLhhgm2jFpZ+lcOtevPPrcd/Q5w9G1l5Ojx5mbEMfXbkwK9LS5GLpo3kavTZ0M659DD0XuRsWm8wbNtlyo2NSs05lzpb+lktvZ8ZGZwDU4Mr+fqRqbHTuRq1tSM21uzbxb1TPRp59kyep2EdNGsjCjKjAjefNxo+v3o3Ee1FI/xGwjORzdHw0PizegGFHs5b2IzdRJNRGlH0o5ki4ixHd030X0YZFMHt+XXuI+FIvMKOF/qPftMaKYl4jaR2waEaiKRpRyIpGnGp2tKOQjuDiR3ari65ySpzfD3pEhJOUA==
20356 | B1JBA-1309-I6009 | Cu | 1 x 2 x 1.5 mm² | 20 | B1-TT-13212-JB | TEMP.LUBE OIL BEHIND COOLERS |  | 001 | 001 | B1-TT-13212-B01 | TEMP.LUBE OIL BEHIND COOLERS |  |  | DSPW/SKID | -I6009 | Cu 1 x 2 x 1.0 | LOCAL Base Objects¦Cable¦A30¦Z20¦0502 |  |  | B1-TT-13212-B01 | -B01 | B1-TT-13212-JB | -JB |  | 2024-06-18 / Panek, P. |  | @@UU@@C@@AA82AApGUQpjnOY6DmOc6EHOhCEpAlCUpAhCUpSlClAQhKVAQkCQAUoAEgAhIAASoAFKApIFJAACVJApKlKUBSUqSkCkoSAAAKAoCkpUACVJSlKgAAAAAAAAAAAAAAAAAAAAAAAAAAAAAAAAAAAAUAAAAAAAFAAAAAAAAAAAAAAAAAAAAAAAAAAAAAAAAAAAAAAAAAAAAAAAAAAAAAAAAAAAAAAAAAj0d76Pe8L63qR/SPtcRHtR77cfr5eXv96Snn0PwqV+bH4DT7MdvF6M397H36nlVn0eH7v/12uYUrba4THawn/A8vkHnadOgZ9KTB+ysaSeSR+90ni2bJMJlpntZa1Knjq1FVamC6pOei5F9S+n4jOKRS0yihVMVLVKUq0uqm/itJjSePfxGVci3m+Y6KLtjMyZmDGvqo2dm8Z4pjdDcnAuxa7beVGG1qaPI80Msx9PVMFsufJEmWvyxWwqSfKDskT+DjRXGtJZU30UtT11Fldn9EdqTXUsikfrZF3X6g0i5Homfe5B6W8LrOuv5sXVwxsmhGhJOowjfyikYcXRi3XwRZnenVacLC9Tbw9iOTuOKGPcRfZtMOZs9bOvGTE5uTeZHOFZOfr3e1iZrx2m3yUyK9TBi7LL1kdJG16rN6/SxL+m96NS06Hb7fButOlHPbitO7c6vW22u3O2sxGhwjcdjO/nuo1uB2Lka+k1o0bHVm5l36mmjepM2Rr9bto6yN4jEjOi9G+5PnR3fgjdR7kUj/EcBGkjnbPx2XS0cwL0e3ae1GjjSTWRqR9KNuRcRYj6tWNGNF8imT3cO9uo+NIxL0cT/UfDYZkUysRGwjlBso1kUjUj7EUjVmU5dSOQjvjjR3KrhuOSVN3x+CRIST5A
20357 | B1JBA-1309-I6010 | Cu | 1 x 2 x 1.5 mm² | 20 | B1-TT-13216-JB | TEMP.LUBE OIL BEHIND AMOT |  | 001 | 001 | B1-TT-13216-B01 | TEMP.LUBE OIL BEHIND AMOT |  |  | DSPW/SKID | -I6010 | Cu 1 x 2 x 1.0 | LOCAL Base Objects¦Cable¦A30¦Z20¦0502 |  |  | B1-TT-13216-B01 | -B01 | B1-TT-13216-JB | -JB |  | 2024-06-18 / Panek, P. |  | @@UU@@C@@AA8qAAo/UQpznOc6DnOc50HOlCEJSlKAJQhB0IQlKAKUhCVKQlKlAUoAEqUlIFASoCgAApIFJUACkqSpKQKUBSkqSkCkoSAAAKAoCkpUACVJSlKgAAAAAAAAAAAAAAAAAAAAAAAAAAAAAAAAAAAAUAAAAAAAFAAAAAAAAAAAAAAAAAAAAAAAAAAAAAAAAAAAAAAAAAAAAAAAAAAAAAAAAAAAAAAAAAjy9v5fY+t3nnR/SPsfAR6key3H6O12u525KeTM/GpX5L3dM3pvW+/y4v71u/oeNWTLX2//o733XsllXGmEvbFhP+B+vhGZ5M+cYsqTG/ZV5JPDI/e5J389gxzDTJay1qVPBVqKq1LdBFsiVKlJgqYKeIZBSKWwiqpdpbb6NyXFKuovVTeu2kpgSeDeuSLIrE8fvm4i7rX9ZjXV+qjRoyjJFLzb2pa5ptqbOFGPQ8WFXjhhmbd15kWw3iTBquXMVDiByET+DjRXGtJZU1IpanoqLK5PzR1pNFSyKR+lkXOrvDMLiPLNTL0uUeZwi5ZeYOa75d3JgzIzJJqZI3uAUjJ1unFs6KY3m09W5OJj+NtZOB6UcnWckL+0jW0uZdaOK8M9+65uxuNd0Bu6/n1crFfHK2OBS8rAxN9h6iN1GfhszXt5vPYiy0+Tn7+xv7LLkRg4WjnLW6V3Z6nV2Kv6+IjCysw5zoY389lGluuG4jFttCMutqmzh3Kmajo0mLc9Dro30bZHPRlRgRuuX4UfP7UbSPWikf4jURmI5+f3Z3Ty8wMCPVrvUjLxpJpI0I+ZHOkXCLEfVovIvIwSKX/XxdLZR7qRdYEfE/1Ht1mJFMK6RrI7QM6NJFI0I7KKRoxKfRoR2CPpHIjuVXJ10bP4d2IhJPeA
20358 | B1JBA-1309-I6011 | Cu | 1 x 2 x 1.5 mm² | 20 | B1-LIT-13201A-JB | LVL.1 LUBE OIL IN MOT BEHIND SEEVES |  | 001 | 001 | B1-LIT-13201A-B01 | LVL.1 LUBE OIL IN MOT BEHIND SEEVES |  |  | DSPW/SKID | -I6011 | Cu 1 x 2 x 1.0 | LOCAL Base Objects¦Cable¦A30¦Z20¦0502 |  |  | B1-LIT-13201A-B01 | -B01 | B1-LIT-13201A-JB | -JB |  | 2024-06-12 / Panek, P. |  | @@UU@@C@@AA9aAApdUQpznOY50HOg50GOhKEoSlKUpQhCUpQpSQKAhCFKSpSUgSpQFJUBSkgUpQAAABSVAUpSQIUlKVKUoClKSlSkoSAAAKAoCkpUACVJSlKgAAAAAAAAAAAAAAAAAAAAAAAAAAAAAAAAAAAAUAAAAAAAFAAAAAAAAAAAAAAAAAAAAAAAAAAAAAAAAAAAAAAAAAAAAAAAAAAAAAAAAAAAAAAAAAj1/k7Ppd55EfY+B3X9I7jhR3FI86PTb3PL8ut9Hbkp4dZ99SvxYvqNHmvtx+LN/eX7tT9FZ9Gxk/+31/bbDZXfaoTDtWE/4H64hutGjXGfQkzbimJJO/I/fBJ3dNkmaZKZ7WWtSpx1aiqtS22ixnqhVyiql1PAM4pFLZBVUw0tUpSrTWYbSm9itJjSce9hiWRU6PVOejBlky48uZWJdVRur78ozxTG53SlsGq19yM+p3n5wxzc2Jl2KwXYiS7wYMGWh1QcBE/g4EVwLSWVN5FLU8tSypw/gjik1VLIpH5WRg3+Y3hpGFHimvzfaHjfsMFm+u5MPTzY9CNCSb7NG91BSM3B0YtoRTM8d+jhYZm1NT23K0XPMj3sTghj5aNbUvcjg2cT2aG0uwuTTs4bZL2ptjTp4tzJkz0uF7A2bMy3kWZGLpIxoy+Szbux9B0HpRetPhbWw1a+dG61K5fK3ulibNzaYdPY5V+MjMwN8Yt/+fiRst51MCMeXYYl6M+rpzFl7FToUc2k6ubV5XWRvo55G2jQi5G693iR2vUjmI9CKR/iOmRoI5mn16W5r8gLkefYedGvwpJqIvR2UbMjARYj578SMSLpFMfo4edtI9dIwrkdZ/qPVlayKZGEjKj4waUaiKRej30Ui/WU7V6OuR2x2EfNVcVjryptcf0xIiSewA==
20359 | B1JBA-1309-I6012 | Cu | 1 x 2 x 1.5 mm² | 20 | B1-LIT-13201B-JB | LVL.2 LUBE OIL IN MOT BEHIND SEEVES |  | 001 | 001 | B1-LIT-13201B-B01 | LVL.2 LUBE OIL IN MOT BEHIND SEEVES |  |  | DSPW/SKID | -I6012 | Cu 1 x 2 x 1.0 | LOCAL Base Objects¦Cable¦A30¦Z20¦0502 |  |  | B1-LIT-13201B-B01 | -B01 | B1-LIT-13201B-JB | -JB |  | 2024-06-12 / Panek, P. |  | @@UU@@C@@AA9aAApgUQpzHOdB0HOc50HOhKEJShKEgShCUIAhKUpSlCUoUlCgKSpKgKUpKlAUBIAAAACVAAkCQJSpIEAUoCkqUlSlJQkAAKAoCkpUACVJSlKgAAAAAAAAAAAAAAAAAAAAAAAAAAAAAAAAAAAAUAAAAAAAFAAAAAAAAAAAAAAAAAAAAAAAAAAAAAAAAAAAAAAAAAAAAAAAAAAAAAAAAAAAAAAAAAjy97ue597lR4XdeJ/SPA4UeBSPYj3W7XqxfX3/skp+mq5Klfgv/cZvXot4/Pj/vF5NLzKyZtHh//X8N67JZWq0wmC/YT/gfnyDcZ8+YZc6TH0VL6SeWR+16TxZ7JMc1KZLWWtSp46tRVWpbmotGSFYVHmtaalOQZRSKWxCqpdS1SlKtL1U6V1pL6TydK6JZFTqnORbWamJgxaqsDUpUbm6wyadNhlimFt70te17Z8KMul5Xmhgm5omJbBcSaMPJddi89h1gdkifwdlFdlaSypvIpanqqWVO1+KOKTXqWRSPysi9094ZheR+sybW26o/d1BdZ02p6LtrJgzIzJJwMcbu+KRj4eHHF7MimR6NPUwrpjyNDrNjNhetHHfcMMGwjV0tDlabnBQv3nLl6/M1mhzRi9PHtX+LJTCOdoXNizGt11mJusG+jCjR6bOff6LXe5G2tM+s+f5KyY0a+65itu9vb99puwuYv7Oe4jEvOmOD+foRpbjgvI1M65uaEZNa9vysGL5anQo2qTH6nGjfRtEbKMqMCOi7fEj6fejZR7UUj/EbpGYjm5/hndDLygwo9ms9iMvYSTSRoR3Ua8i8RYjv6L6L6MMimD29jn7CPhSLmFHE/1HvxNVFNRcRiR3gZ0aSKRoR8aKRo1VPq0I7ZHzDjR9tVw9w45U2fJ4IkRJPiA=
20360 | B1JBA-1309-I6013 | Cu | 1 x 2 x 1.5 mm² | 20 | B1-LIT-13201C-JB | LVL.3 LUBE OIL IN MOT BEHIND SEEVES |  | 001 | 001 | B1-LIT-13201C-B01 | LVL.3 LUBE OIL IN MOT BEHIND SEEVES |  |  | DSPW/SKID | -I6013 | Cu 1 x 2 x 1.0 | LOCAL Base Objects¦Cable¦A30¦Z20¦0502 |  |  | B1-LIT-13201C-B01 | -B01 | B1-LIT-13201C-JB | -JB |  | 2024-06-12 / Panek, P. |  | @@UU@@C@@AA9aAApgUQpjnOdB0nOg5znOlCEHUpKUoSlR0IUhKkgSpKkKSlCUpUoCQKUBKkqApIAAAACVAUpSgJSpSUpSBQEpUpSlJQoAAKAoCkpUACVJSlKgAAAAAAAAAAAAAAAAAAAAAAAAAAAAAAAAAAAAUAAAAAAAFAAAAAAAAAAAAAAAAAAAAAAAAAAAAAAAAAAAAAAAAAAAAAAAAAAAAAAAAAAAAAAAAAj2ez8fqfe40fY7D7n9I7jpI7ikehHqtw+btdrt/RJT8uQ8FSvEv/UZfPot3fzx/3i72l41ZMuq3/6fr+2/ksrvuTCYNywn/A8nhGtnz5xlzpMfuqX0k78j9bpO7m2LkmOYqZLWWtSpyatRVWpb20WjBCsKiqnj2LPCNkUilsQqqXqW/a0spV0vVTfvWkwJPw37yWRSOibqLYb2HEq8wVUbzSxtOmwyRTC5m970uvDati2EW2ngZvJC9NeiYlsN4kw+K67YodEHCRP4OFFcK0llTeRS1PNUsqfF+KOnJoqWRSPHZF3P1jKLkfpMmroDyvfF1nAw8d7g5zJhyoypJwMkc7fFIydLdi2ZFMby6ef8K9MfE2nQasuF50YL74IYNtGLQzuNovOChfucez++LMztwbfN29nqcOzTCNC5tarmRdlWbrBvIwI0dez3L+hy3qRylplzOpj7DGjra3JVrbu5vb+BtYm4vatF4jEucwcH8/Kjab7guRrxZl9nRk0a5V/F16nNo+TmWTHdh8zqo56OWRqRfRhRrcXTR83rRqR6UUj/EayMpGrN7Mzd2eMGFHozvQjZ4Uk0kaEdhHJkXEWI7ei+i+jDIpg9PDyttHspF5hRxP9R68TkIpsLxGJHzgzI0kUjQjiRSNHIU7OhHWI+kdVHZqulHFKm33u5EiJJ7QA=
20361 | B1JBA-1309-I6014 | Cu | 1 x 2 x 1.5 mm² | 20 | B1-LIT-13202-JB | LVL.LUBE OIL BEFORE SEEVES |  | 001 | 001 | B1-LIT-13202-B01 | LVL.LUBE OIL BEFORE SEEVES |  |  | DSPW/SKID | -I6014 | Cu 1 x 2 x 1.0 | LOCAL Base Objects¦Cable¦A30¦Z20¦0502 |  |  | B1-LIT-13202-B01 | -B01 | B1-LIT-13202-JB | -JB |  | 2024-06-12 / Panek, P. |  | @@UU@@C@@AA8yAApJUQpjnOdB0HOc50GQhSEKShKEpSlCToSkCUpQlKUISlIAASoAFJSpIFKAoAAAApKgJAoAEpUpSUqUBSkgSpSVJQAAAKAoCkpUACVJSlKgAAAAAAAAAAAAAAAAAAAAAAAAAAAAAAAAAAAAUAAAAAAAFAAAAAAAAAAAAAAAAAAAAAAAAAAAAAAAAAAAAAAAAAAAAAAAAAAAAAAAAAAAAAAAAAjz9/ue54XIj+kfW6qKUj2I91uH1d7vfT88lPP4XkqV+LD4DR6/Lbxfrl/vJ49l+is2j7L//rw/bgzWVttqExWsJ/wPN5B52nToGfSkyt9WFJPwkei6TxabJMs1qZrWWtSp91WoqrUtykWjMqpKxqlVMdPN5RnFIpdkFVTDS1SlKtLsdrNWG0mJJ9+rAWRSP34Tmou1qYdbKq5iqox6l9+cZopjb2Poy7BNi3BdJt5Efttt954bOSdDFs7UzsGTFEmT8rrslDhBxET+DiRXEtJZU4EUtT1VLKnH+aOzJfUsikeayLunwDQLkeiZt3qj0uoLrOmx/JyYejmx6EaEkyxz8QpGv2N6LZ0U13acl/U42GZrzptvRZietGXsQxfGjJe02aqF1zk1+Vp0NLbHFl3Ol1uvnpjHXXNx12fGwakcxF/JZu/Kxc17kby0y6Xay66MjbbCuXNroasK/WbTBy9OAizpDo/z8yNl0HBcjY5zSwthGa/nzDk51Teo3aTL6nZRqRukbiMyMSOc4+wju+9G4j2opH+I3yNBG5p+GlzM/pBjR7Nh7EZ+FJNki9HcRtSLiLEfVfhRhRjkUxe3rcvbR8KRgY0cT/Ue/I10U1mAjIjvA0o2SKRejjRSL9dTu3o7RHfHbR9FV1u4duVNzx+CEhJPiA==
20362 | B1JBA-1310-I6001 | 1- C5XFE-R /ST/ | 10 x 2 x 1.0 mm² | 20 | B1JBA-1310-U02 | Junction box FI | B1 | 007 | 007 | B1JBA-1301-X01 | Generator JB | B1 |  | DSPW/SUPP.FI | -I6001 | 1- C5XFE-R /ST/ 10 x 2 x 1.0 | LOCAL Base Objects¦Cable¦A30¦Z20¦0510 |  |  |  | -X01 | B1-TE-13021 | -U02 |  | 2024-07-12 / Panek, P. |  | @@UU@@C@@AA8EAAo1UQpjnQdBznMZB0HQhCUJQpKUqSlKFJUlCkoSlKFJShKkAABSkqSBKlAABQAJABSlKUBIFJABClKAoCAJSpSVJSkAAAUBQFJSkCkqQlSgAAAAAAAAAAAAAAAAAAAAAAAAAAAAAAAAAAAAUAAAAAAAFAAAAAAAAAAAAAAAAAAAAAAAAAAAAAAAAAAAAAAAAAAAAAAAAAAAAAAAAAAAAAAAAAjw7/DyvOivX/KOsR/SOW67f9PdzfRKk+vkqqllq8B9vH6vDdq/p6+T79dXHa+3g1//t9n3Wvsq2TTCWyWE/4HJxo8mHNF+ZJmeOsaSccjy+HENdbRdJP1mWmFrLWpnWniq6rpKlqupbcRZdUGSpkp+IwRSNNzUpjpapSlWkWqmPp1ahi1Eni81wxlyKz85Fhq4Y8rE/Aqk0at+eKhjbRVstvNqI6VvHsPydKGxqzUv8m5dpmC7NkFURTN+ds+JnwdgHaIn7nbRwLWkpU3UUtSvTVk7XIjtps0WRSPHZF29uo15OvWJHlmHvc/9kUi2Pm2y+i9F6SasXjcRl+HNFt5FPPrbvE1s+nPl7HqR3L9GXidmHX5iMMm9fcjfxcynovR1utv8DDJqI31Le+jBHDwejb1Op0eVF9jD3eb278EdLby1h1Pg1+nrXZSN4b38fKjdpGi/nsEZdHCdDL1anOpHU2vS7iPmRuEbaL0d7IjW6L4+FFd72o3EcqKR/aOmRrkZuxl0/5pdHF5waqPZWl7Ea3ZSTZI2Ed1G1IuIsR9OxjRjRkkVNS6uXr9DbRzqRimjKjqtH+ovz+2lkUzMRGdHzg0o2SKRdWyj5EUjubWdSu/tI7JHxDiRxVXBYulTb8X1ICSe4A==
20363 | B1JBA-1310-I6002 | 1- C5XFE-R /ST/ | 10 x 2 x 1.0 mm² | 20 | B1JBA-1310-U13 | Junction box FI | B1 | 007 | 007 | B1JBA-1301-X01 | Generator JB | B1 |  | DSPW/SUPP.FI | -I6002 | 1- C5XFE-R /ST/ 10 x 2 x 1.0 | LOCAL Base Objects¦Cable¦A30¦Z20¦0510 |  |  |  | -X01 | B1-TE-13033 | -U13 |  | 2024-07-12 / Panek, P. |  | @@UU@@C@@AA8EAAoyUQhjHOc5jmMcxznOc6ToQhCknShCVJSlQFIOk6kpQhKkAUACVKQpIFAABQAKUpSlKUBSlJABCkgUBSEqSpSFJQgAAAUBQFISkCkqOlSgAAAAAAAAAAAAAAAAAAAAAAAAAAAAAAAAAAAAUAAAAAAAFAAAAAAAAAAAAAAAAAAAAAAAAAAAAAAAAAAAAAAAAAAAAAAAAAAAAAAAAAAAAAAAABCw+Li2HQJHp/kT3AT+hNlFHB1fBg+Nhfp5oiGSY+UPr5fR9tF/9PTzffjI5ZsnF83//P9X2XMMkU38qDNyQH/gA5uUTzW7YFmAXAfnFwV5VOf7qQMZOKhX9WqDDMkzBDmiYsIYWZognbEooUL0N6DyAYRIEyUF2C5BMMEESDNzfiYApui+Pz0AXAoEivdEm/BTfJPwCIGFtxX7K0hC4Zwibs3BPLjPIaUMd27Bv5qtGNknBdAiBPPAklf4zZSWXdQAd4Ef3DviayZWCHfEgmCOqJHvfkJ3xzQEiQJ5ZEo7nZExrwRSJuc7lxezz/sJAk3tu7RX02iWitSWgbgmDsVpPtiQdGLt8ZbXlrq7voE8FmKrRxmtDVoEtv2SJwUdaDpsUs3NWqy9dExEE74mETi129Oe92evsEwyHDl0cOG0TsbVVPtdrHvYb1NQJ3AN3+PCJvQJZo0lolWLhDTV2od2BMfUcQnwibQJ1hKxOS8Jh0ng4RI5PWJtCbBIE/sTeBMYJg1VZP8yGmnoAC+J6oyHqEt1iuYEyieETOpQCSCfJluCXBLykN2iNnB19Am7AlLiqE7Zi/0Syv1wSJBgKQSsTxABkEzAkCURmE98SBOLPWQR8WcTugnugcYnvRGvkClh2vH9AgAr7AA=
20364 | B1JBA-1310-I6003 | 1- C5XFE-R /ST/ | 10 x 2 x 1.0 mm² | 20 | B1JBA-1310-U24 | Junction box FI | B1 | 008 | 008 | B1JBA-1301-X03 | Generator JB | B1 |  | DSPW/SUPP.FI | -I6003 | 1- C5XFE-R /ST/ 10 x 2 x 1.0 | LOCAL Base Objects¦Cable¦A30¦Z20¦0510 |  |  |  | -X03 | B1-TE-13052 | -U24 |  | 2024-07-12 / Panek, P. |  | @@UU@@C@@AA8EAAovUQpjnQc5znOc5zoQhCTpShKUJSpCUqSlQEoShSEAShCUgAACVKSpIFAABQAKUpKlKUBQEqUBClKAoCFKUpKQKSgAAAUBQFJSkCkqQlSgAAAAAAAAAAAAAAAAAAAAAAAAAAAAAAAAAAAAUAAAAAAAFAAAAAAAAAAAAAAAAAAAAAAAAAAAAAAAAAAAAAAAAAAAAAAAAAAAAAAAAAAAAAAAAAjzeLi53nRXq/lHbI/pHPddvej38fxSpPn5aqpZavkPp5PTb68P6+rl8mlXJbLb5fm//x/R9V/NZV7DsQluhYT/gcvIj9NG2M2NJjfnV9JOSR5vJeGlbRdJPLMVM1rLWpU2KtRlWtaS6y7bRdcTBSMFPvGZFI17mtS/S1SlKsS1/r1ahe1kn2/tcL5cisnURbDewrn3FUlNGDJjioXm0UNN1Wvo/LS3HVhp1ps+5q7GvMq7HgFURTH+Fsl5k3gcBE/c4Ub61pKVN1FLUr0VZOD8UcKbFFkUjlsi7tddGiTeq8jyzNueXzIpFr+q3U5snNnRnSTHGcbaMm9ix5YvdtFPPp93sMOnNs5se/relHHm18ffcEN/ooz4Mtkdy7VTmyI5snS7fRzYcCL69ZduozI4+HJs627i50ZbHFq6HFlzI6vQxX+v2NPWzXYiOyOzj/jwI9ukaNXGzox6e6bmLs1OnR0aTP6HEj4EbZGpGVHhwIz9Vx91FeH2I6SOdFI/tG6RpIx9zFr/5rute84MKPXWu9aM++kmyRsI8CNqRcRYj49i+i+jBIqa11c/c3NSOnSL00Ykdpo/1GXJ7KWRTGvEZEeIGujZIpF1bKO+ikcW1kUr4dpHvEcI7yO9VcEXSpq+zxoCSe0A
20365 | B1JBA-1310-I6004 | 1- C5XFE-R /ST/ | 10 x 2 x 1.0 mm² | 20 | B1JBA-1310-X01 | Junction box FI | B1 | 001 | 001 | B1JBA-1301-X01 | Generator JB | B1 |  | DSPW/SUPP.FI | -I6004 | 1- C5XFE-R /ST/ 10 x 2 x 1.0 | LOCAL Base Objects¦Cable¦A30¦Z20¦0510 |  |  |  | -X01 |  | -X01 |  | 2024-07-12 / Panek, P. |  | @@UU@@C@@AA8EAAoxUQpjnOc5zIOdBzoQhCEIUlCUJSpClIUlQEoShKEpShSVKUBSlKSpQEgABQAKApKlKUBQEqAlAFKAoCFKUpKQJSlQAAUBQFJSkCkqQpSgAAAAAAAAAAAAAAAAAAAAAAAAAAAAAAAAAAAAUAAAAAAAFAAAAAAAAAAAAAAAAAAAAAAAAAAAAAAAAAAAAAAAAAAAAAAAAAAAAAAAAAAAAAAAAAjz/Jyc7yIr0fwjqkfyjnuu4fN8N/dlSfRzVVSy1fMfVy+f7Lsn6ejm7+lXLbNb5+9//e+n68OeysGTXhLbVhP+BzcqPz0dAZ70l78qwpJyyPF38A0raLpJ4ZlpntZa1Kngq1FVmXVJZduowXIx0THT7hnRSNa5iphpapSlWJbD7FWoYMSTweO4YS5Fam8i2TBkXOiVSaMepfFQwtkqW0/jcLYkXaXRdKGLTTewbeiXrY8mMVSN+kWY/vthwL+EHGRP2OwjiWtJSpvopalearJx/gjsJsUWRSOayLupvo0SblYEeGZ93w+JFIth27ZfJmRmSTJGYbiMvtXxbqIp49Xgz36b8nD50e45P1z+XWzYPdccMPFuI04surci7rYNumTMit3XuxamK5HVUt00ZkcnX8uzizbvOjNY7W5tdrNnR0NrLi3/X07ee7KRwDg/f4EdOkaNXb9tqov09k3r+Cpu0i/zO0j4keqRtI1EdzGjP0nJ2UV3P7RuI50Uj+kesRpIv4cut/ms6WDyAyI9Naz0o1eJJNgjXR76NmRcRYj5dfCjCjHIqYrq5+tvbaN2kYJoyo9lo/1GbU/ulkUvYCNRHxg1kbBFIurYR7yKRybOopXc2UcRHGO2jt1XX7pglTc+3vICSeoA
20366 | B1JBA-1310-I6005 | Comp. Cable KX | 2 x 2 x 0.5 mm² | 20 | B1JBA-1310-U06 | Junction box FI | B1 | 005 | 005 | B1JBA-1301-X02 | Generator JB | B1 |  | DSPW/SUPP.FI | -I6005 | Comp. Cable KX 2 x 2 x 0.5 | LOCAL Base Objects¦Cable¦A30¦Z20¦0502c |  |  |  | -X02 | B1-TE-13081A | -U06 |  | 2024-07-12 / Panek, P. |  | @@UU@@C@@AA8CAAorUQhTmQcxjHOYx0HQc6EKOhCEKQlKEAQpSEISlKEAQlAEqSACVISpIFAABQAKABKQKUBSlKSBAEqAoCFKUpCVKQpQAAUBQFISkCkqQlSgAAAAAAAAAAAAAAAAAAAAAAAAAAAAAAAAAAAAUAAAAAAAFAAAAAAAAAAAAAAAAAAAAAAAAAAAAAAAAAAAAAAAAAAAAAAAAAAAAAAAAAAAAAAAABCu8nh7DqEj1/yJwAn9CdlKcPXzHyPMvm6IiGSY+YPn5/V9NK/y9fR9emRzzjnR5v/8s/RgxyRgw5UGc8gP/AB0c4n436ALrRbY/CahXnU9NFyH1ZKK7fS2wXzJMwQ+eJgIibkJKbAmCglcA1wegC8SBNShpQVQTDBBEgzURC0qF8/6UAqCgkW7Ik311QUNdiFyYcVqQhUZwidOcsGkJ9+UotXoPeQplgnVyOkThqAiASMP2zhwFe5wgBxAj+4cYndIWWHtCQTBHXEjxfcJxjmgJEgTokSm92xNNeCMAnS3bHT6RIEmr3SbPz6rhLhWxLgNcS3gxJZTfEgm/eut07a931CcmK+w5TuIY+DOJfXjkTfKZoOr9vDeJmnV4bbrMIleyfBMUnB2hMgnf7366NLa7BLpDk2dHJixiauiyy7c3Z3MFKwTeA3v48Qm7Al+qctwll/IG1Zvw68CZt3rO+JzCaATWExieOsS/bOXkEjx+0TQJ2CQJ/YnbBNMEt4rMv+ZTbwdQAVieyMp7BL+6K5gTUE8QmdSgJIJ8upUJUJhUh0qR2dza1hNiBMDksE98yf6Jjxe2CRILTACYhPIAGUTMCQJSMwnxCQJ8OfEQR8ecTvAnGB4BPBEcUBRh1vs8qAAr7g=
20367 | B1JBA-1310-I6006 | Comp. Cable KX | 2 x 2 x 0.5 mm² | 20 | B1JBA-1310-U16 | Junction box FI | B1 | 003 | 003 | B1JBA-1301-X02 | Generator JB | B1 |  | DSPW/SUPP.FI | -I6006 | Comp. Cable KX 2 x 2 x 0.5 | LOCAL Base Objects¦Cable¦A30¦Z20¦0502c |  |  |  | -X02 | B1-TE-13081A | -U16 |  | 2024-07-12 / Panek, P. |  | @@UU@@C@@AA8CAAorSQhTHOc5zHOY5znOc6EIQlCEKQdKlKQpSUKShCEJQhKkKUAClJUhIFAAACgKAACFKUBQEgUo4FAUBSFJSpSAJQhQAAUBQFISkCkqOlSgAAAAAAAAAAAAAAAAAAAAAAAAAAAAAAAAAAAAUAAAAAAAFAAAAAAAAAAAAAAAAAAAAAAAAAAAAAAAAAAAAAAAAAAAAAAAAAAAAAAAAAAAAAAAABCs8nx6jrEj1fyJvgn9CaqU+Dt8Z87416OmIhkmPpD69Pp+2l39PV0+XGRpnBPR9X/9FPsjBJFLmRBnPID/wAdOkTz4dkDBWLXHmm0K6VOqi4jy4qK7v6tcGGZJmCH74mAiJsJIWm0JVUJdhLsIfgBhEgTLQtwWoJ88skEUBm2RC0ti6fRQC0FBIv7gk4rtqChwMQuO5frSELRrBE5Jy2xPNlKvxiNCE5IM0Le18bJN2oCIBIu6JvVF7wABxgj+4eEThIWWHQJBMEdsSPH+QnhHLASJAn5yJTe7wmJd+KhOp4sO31bYkCTb2Ca+uwSwVupYBsiXu/Wk++JB6MO9ZXVkru+5V6ROS/hrPEeBDfziYbmCRO+UzQdfxbdglrD2bVhetibm4RNN0TEJy8PZg/a5u6hLJDltbWzy4LBLWvrTXt5vd3svt46XwTaA7v8fKJ3oEybJ8Ngl7HyBjve9DtwJrdpyifMJ3QTWEvic9wSzQeLkEjn9gmwJqEgT+xNAJjBK+C9k/zIe1V2ABdE9cZD1iYeEVzAmUT5BM6lASQT6MtoS0JcUht0jVwbmuJtQJU4rwm8Yv9EwX/ZBIkFZUCXxPIAGQTMCQJSMwnEJAnNnvkEc+cTgBOIDmE5ojh4wqYdj7uhAAV7g
20368 | B1JBA-1310-I6007 | Comp. Cable KX | 2 x 2 x 0.5 mm² | 20 | B1JBA-1310-U26 | Junction box FI | B1 | 005 | 005 | B1JBA-1301-X02 | Generator JB | B1 |  | DSPW/SUPP.FI | -I6007 | Comp. Cable KX 2 x 2 x 0.5 | LOCAL Base Objects¦Cable¦A30¦Z20¦0502c |  |  |  | -X02 | B1-TE-13081A | -U26 |  | 2024-07-12 / Panek, P. |  | @@UU@@C@@AA8CAAorUQpTGOc5zGOY5jmOg6DoQBAEJQhCAJOcCkJSlCkIQgCgIQBQFJQpSlAABQAKABKlJUBQEqAlAFAUBSFJSlSAJOACgAUBQFISkCkqOlSgAAAAAAAAAAAAAAAAAAAAAAAAAAAAAAAAAAAAUAAAAAAAFAAAAAAAAAAAAAAAAAAAAAAAAAAAAAAAAAAAAAAAAAAAAAAAAAAAAAAAAAAAAAAAABCs+fp1moSPb/InECf0JrnPwd3jPpfGv2dkRDIlH1h5ev2ffPB6vb2ebIR1yxS+3B//k8v3U0yIov3IMs0gH/gA7OsT049sCyoWqPRKkV61O2a2nmtmrvfq1QY5SJSgh88SgIiUFiE9wSigTBDghT8QMYkCZZl6CmCUMEESBlSRCzpF8/rmBSExI9Ve6JO3DegmeJiFyX8VaQhSbIRK6WW8J6Mp+RvoXjLHfg2oXI1s8FAEQCRg35YaDD4QA5AR/cOUTjIWTDwCQSgjuiQ8n5ico5YCQkCfpISengEtXwRQJ2tm526BIElTnOWdWqwSwVwpYBtiVcVaS+ESD126bKrqtGHR7BOevFbWT0nhQ4tkS3BikJxE80GrosE5umq34rMN8TvbxEp8ImQSva1Z727rExSDmtyZK8QmXNh2dng4bv238lFYJoAp0fx8om/AlF22fHPGJVdzBvVaYd2BM/cc4nfE3ATOJWJ1XxLOA5+USOr3ibYmsSBP7E4ATICVcOG7/Ljeo1ABgE90XHuEx8YrsAmUT5BMykwSQJ9WWkSkS+pDenGvxbucTcgShtwiaS3/RMVfvgkJBUUAlYnzABcJsAkCTjYE6RIE6M1ZBHVmE4wTkA6BOiI4/oChh2vw8iAAr8A=
20369 | B1JBAY-1301-C4001 | 1- C5XFE-R /ST/ | 2 x 2 x 1.0 mm² | 20 | B1JBAY-1301-X03 | Junction box FI | B1 | 002 | 002 | B1-TCV-13652-A01 | EADCV SPRAY.REAR GLAND |  |  | DSPW/SUPP.FI | -C4001 | 1- C5XFE-R /ST/ 2 x 2 x 1.0 | LOCAL Base Objects¦Cable¦A30¦Z20¦0502 |  |  | B1-TCV-13652-A01 | -A01 |  | -X03 |  | 2024-06-19 / Panek, P. |  | @@UU@@C@@AA8qAApCUQpTGOdBjnMY5jmOc50pSlCkIOhSEIQAADpQlKkoQg6AKUoCgJUpKgKABIAKAoCkpUpQAAOpSkpUBCkqSBCUqQoAAKAoCkJUACFJQlKgAAAAAAAAAAAAAAAAAAAAAAAAAAAAAAAAAAAAUAAAAAAAFAAAAAAAAAAAAAAAAAAAAAAAAAAAAAAAAAAAAAAAAAAAAAAAAAAAAAAAAAAAAAAAABCs8PJ1nQJGv+hNInmgTqE66J8PT4D6StY8bzQzl45fWH2+uPv8tXo/vNgxln4ysl9Xk/+XknKuRGWeRBiUgH/gA/TGh7/oxWgV2i4T9diV4V/BTn+6hbpY5i87gg/OUiUoNZJ1xOJrDKJwSrEkTgYAhS/Dfg8oFiECRIpgoglVWTZkEUMogp3olC3xdfqoDNfoEn+TAG2JAFVVFMignEDertkhgSUqTMEcyE+xO28zhbjKU0wRnsb5K9SCzveajz07G73QA74I/wHEJ8JCyYdwSCUEdMSHi5hOMcsBISBPPISfBaB3Jic7x+mMW+hl29q8hy+lCeCOBDdw4L+HfuEuFax1XAcgmLF3/gGekSD1WSz6f2yYu1Zg4vWJVPT8Z2RKrIQi6DoMyHJs5NW5++irYQ4t6o2qeATKJqw56do6xLJBubfZq37pVifFbvYq9GzLMb/Bm5d6zNTIEvrhiqz+fAJumXTMTNaXXCWYbjQag0WiV54duAvQOGXScomyJsgnbExCXxLdw1cYkfN7RO0J7BIE/wTtgloJgt91por6AAvidUYzqEs4RXICXCfKJlUmCSBPFdSJSJfUhvT9nDs5xPdAlDsCdwxf6J7cJWJBUUAmAT6AAxiZASBJ5BPkEgT58uEgjw5RO8Cd0Q8UR3pBxsPY1/YiIK+8
20370 | B1JBAY-1301-C4002 | 1- C5XFE-R /ST/ | 2 x 2 x 1.0 mm² | 20 | B1JBAY-1301-X03 | Junction box FI | B1 | 001 | 001 | B1-LSH-13801-B01 | LVL.IN VSC |  |  | DSPW/SUPP.FI | -C4002 | 1- C5XFE-R /ST/ 2 x 2 x 1.0 | LOCAL Base Objects¦Cable¦A30¦Z20¦0502 |  |  | B1-LSH-13801-B01 | -B01 |  | -X03 |  | 2024-06-12 / Panek, P. |  | @@UU@@C@@AA8SAAo0SQhinOc50HMc5znOdJznQdKDpSlCUIQhKEoShKEJQlCUgAlQEqUpQFAUoAAAAlSgKAkCUpABCAJSBCVKUpKkoSAAAKAoCkJUACFJQlKgAAAAAAAAAAAAAAAAAAAAAAAAAAAAAAAAAAAAUAAAAAAAFAAAAAAAAAAAAAAAAAAAAAAAAAAAAAAAAAAAAAAAAAAAAAAAAAAAAAAAAAAAAAAAABCvfZ4Ok94kf0JuAnQJ6OmlN3n8h9pdWPx5Y5IaT6p8oeb4R58Op+v93PRiPTxzenFP/+X8vNYvSRQxoMUkB/4APZhQ9X6X9UCu+LdNX2TZFeRT2+ei45xcdBf2bsHLMkzBDxxMchDCzNUE5BKs9BkCEbkNuD1gYEIEiSxBSCbUskEVBJTbiYWyLye6gSJFv1sga4kW7clmSTZszA2pXDgrQupNKosZwntIU0VYbQmIyFGmamBtFVKWAWzlq00sbwAcAI/wHfE3yFlh1xIJg55liHv8onCOOAkSBPzkSravgbFQnta9hDV7aHN+6FVrPO7toW7V8S+K6iXgOAS7vcV5Kt0SD3Yty/d1+rXc72Q+AnFO1qeIzCV28Mobc9WDmye/6NVDsdzRo3t+7aQmdM4zRVX2rdrZE1hNG/rWL/SJ2DBUGnFm08PFeviXqska1dyNnax6cp2dGSzfBOuB2/58gmbuSJly13MIkYst1C5tQ6YDYCBz854BM4nWBMwlYlkS92Th4BI+n5CZxPiJAn+Ca4JgBNTB88B16+YALQnRGE6BL3dFcYJiE8YmRSoEkE+/FYEsCWlIbNXx7vWyifOBKNsTaL/+ifK6ViQXCgJqCfWAGETGCQJVjE8QkCeHJdII+rIJvAnCIfdEbnjDhYc/p/BBAV6g
20371 | B1JBAY-1301-C4003 | 1- C5XFE-R /ST/ | 5 x 2 x 1.0 mm² | 20 | B1JBAY-1301-X03 | Junction box FI | B1 | 003 | 003 | B1-XV-13604 X41 | EADSF GLAND TO TG |  |  | DSPW/SUPP.FI | -C4003 | 1- C5XFE-R /ST/ 5 x 2 x 1.0 | LOCAL Base Objects¦Cable¦A30¦Z20¦0505 |  |  | B1-XV-13604 X41 | X41 |  | -X03 |  | 2024-06-19 / Panek, P. |  | @@UU@@C@@AA8eAAo/SQpTGOY5jnOc5jmOc5zoQBCAJQdCQJShCEgQhKUJQdKUpSlIEpSpKgAUoAAAUpAFKSoAAIUBKVKAlSVJSpCVJSAAAKAoCkJUACFJQlKgAAAAAAAAAAAAAAAAAAAAAAAAAAAAAAAAAAAAUAAAAAAAFAAAAAAAAAAAAAAAAAAAAAAAAAAAAAAAAAAAAAAAAAAAAAAAAAAAAAAAAAAAAAAAABCw+XV0HvEj7P6E64JzicnH0U08HN5Pp+oxLFb6YZy+6X2h5vhbL0V+z+/0vWn4+eWGXHx//H3/hRBhPNTlQY1pAP/AB08iH7ezHsAYrRb564pFfOpy8lC5JY5i8rXB6ZSJSghzxKAzEpSWcidok5jAEDVCGKLsH5gYkIEiRcgoglhJMiCJv5ROnciULUL6P3oDPVQJPdYA0iRXRWTKYgbkjJbNC8kpUGgIQ9SE7Z225cFYkspmKamiWiVTWTquAtWef60V9gAO0CP8BxCcJCyYdoSCUEc0SHi9QmockBISBPXISfVxAdeYnK8Wf22bm4hp6dKHd9qE7l+W6h766rRLRXu3xtA1CX+GvbHDRwCQe7LLf0XcGtmw3uH4CdnvUbPgNcS/ZCEZoO+aEKs+/2M2rVXdQ1+5cK6dwS0TLrdXPcvHQJhkGzorrsviadFe31LO5umLTFN4EoAgzfz4hNos3piW71VgleOwt3p7NSF/rQ7EBqCBu8x2xNsTYBNcTAJcEs2jV2hI8fyE1xPiJAn+CdQEsBL1nzsNOD3ABUJzxjOcTDviuQEtE8ImVSYJIE+u2kSkSpSG5P47+xnE+cCUN0ThMX+ifK+YBIKygEvCeUAMYmQEgSeQTwCQJ5Mt8gj6MonZBOAQ70RvJqYdHJxqoCvS
20372 | B1JBAY-1301-C4004 | 1- C5XFE-R /ST/ | 5 x 2 x 1.0 mm² | 20 | B1JBAY-1301-X03 | Junction box FI | B1 | 004 | 004 | B1-XV-13609 X41 | EADSF GLAND TO FLT |  |  | DSPW/SUPP.FI | -C4004 | 1- C5XFE-R /ST/ 5 x 2 x 1.0 | LOCAL Base Objects¦Cable¦A30¦Z20¦0505 |  |  | B1-XV-13609 X41 | X41 |  | -X03 |  | 2024-07-08 / Panek, P. |  | @@UU@@C@@AA8gAAo/SQpTHMY5zHOc5jGOdBzpQhCEIOpKFISgCVIQlCEIShCgKABKgKUpKgAUkAAAUpClKUACQKSpKQKAgCAKSlKkoUACgKAoCkJUACFJQlKgAAAAAAAAAAAAAAAAAAAAAAAAAAAAAAAAAAAAUAAAAAAAFAAAAAAAAAAAAAAAAAAAAAAAAAAAAAAAAAAAAAAAAAAAAAAAAAAAAAAAAAAAAAAAABCx+Lk7D9hI8n2f0JvAnWJzdlFHf6vn+n6jIsYFlH2y+sPv9lkvNf9H989dp0eaWOXNd//N934XoMhFGZBiqQD/wAbNyHp9FmqBjtFwn6ReFfyU9XkoW2Vsxc7gg/OUiUoIfLEoCIzk4WRO4SiYwBAVQDVB5wMaECRZMpgvQShggiQSo+GJQtIvl9dAak0Konf3JAbQkV+enCUFLEDdbWhiSJReNAQ86E7Z6LJLhviZTUL15mS0Ut8lReQM8KVXUT6IwU74AcII/wHEJwELJh0iQSgjqiQ8XOJxjmgJCQJ0SEnuWAfFMT0vHd6rO6hp2aEOn9UJ17OCe6ht139/KJlFeXGBlA8AmTh2xyT3xIPXnlvW4dXgxYOLXl7BPjlr/IaomHJCHAS1IOk0CXFWfBw8ZfqQotKaO6JYJ4M+5mp1jsExyDuXXV124hNOpX8Hct28m1FGAE190CWj+flEs3ZCYru9+8Z7hMOXNGzkQxbkOxAcgQNXUcom0JsAmsJiEpEx6Tk4xI+b3CawntEgT/BNgEsBK7PfYacXSAFQnXFp1iY98VyglwnhEzKTBJAnjuvCXhKlIaZ+3v6+cT3wJQ3xOIyf6J7sJiEgwFAJWJ4gAtEygkCTyicokCb2bCQR9GYTgBOUQ8cR3vCHIw9v8eYAQV7Q
20373 | B1JBAY-1301-C4005 | 1- C5XFE-R /ST/ | 5 x 2 x 1.0 mm² | 20 | B1JBAY-1301-X03 | Junction box FI | B1 | 002 | 002 | B1-XV-13653 X41 | EADSV DRAIN G2 |  |  | DSPW/SUPP.FI | -C4005 | 1- C5XFE-R /ST/ 5 x 2 x 1.0 | LOCAL Base Objects¦Cable¦A30¦Z20¦0505 |  |  | B1-XV-13653 X41 | X41 |  | -X03 |  | 2024-06-19 / Panek, P. |  | @@UU@@C@@AA8YAAo6SQpTHMY5znMc5zmMZCEIQdCUpSdKQJQgCgIOpKToQcClAUlSgJUlAAKAoAAAAlIEASBSQKAhSlKUBR1JSBCUqUACgKAoCkJUACFJQlKgAAAAAAAAAAAAAAAAAAAAAAAAAAAAAAAAAAAAUAAAAAAAFAAAAAAAAAAAAAAAAAAAAAAAAAAAAAAAAAAAAAAAAAAAAAAAAAAAAAAAAAAAAAAAABCx8uvrPv/YSXo/oTiBOoTrnPT0+Pl+oxrHM/nDOXNLyh5/b9krMHq/vZhsMv3SxyzeX//Nzee9BkKb1yDGKQD/wAbLENHqzZwMlguI9MXhXnU6PRQtss0xehwQflKRKUEN0SgIiXOhInYJRMYAgKoBqg/ADGhAkSL0FEEoYIIrJhOjvxKFpF5/ZQG1NCqJ77AHbEjBsvYSgpiB/GLbMKFaSkUm4EbEJ707La5l8S9RcULtkTgrlu32olVSC1ZZ/pRf8AAcYI/wHIJqIWTDoEglBHTEh5NgmsbYCQkCemQk+DIBxTE6Hk1ZOBDudr1ofL60J4Y4UOHTow37RLRXENgGsSvVh7o6aMshJHsulpqy17teDVT7RJ72fb+Y3BMVmWSEXQattDsl/DRtaqqkL/x1XRe7olgnHjt8NOM6xMkgz7VODNiE8VVmDuaMuu6qiMAJwAZDP/P0CdkzcMxLb5H75hMVmYtlv5EMXehzwHIEDV0msTxCb4JuiViUiZO2a+MSPH7xN4T3CQJ/gneBMoJhy/DKaK/1ACoTqjMdQmPiFbQSwT5xLlJgkgT67Lwl4SpSGmfu07+2J8IEob4nhMn+ie/EViQYCgEwicoAZhLQSBJ2ifIJAn03YiCPJcJ4ATSIeSI+KA1MO59vmBQFewA=
20374 | B1JBAY-1301-C4006 | 1- C5XFE-R /ST/ | 5 x 2 x 1.0 mm² | 20 | B1JBAY-1301-X03 | Junction box FI | B1 | 001 | 001 | B1-XV-13784 X41 | EADSV SPRAY FLT. |  |  | DSPW/SUPP.FI | -C4006 | 1- C5XFE-R /ST/ 5 x 2 x 1.0 | LOCAL Base Objects¦Cable¦A30¦Z20¦0505 |  |  | B1-XV-13784 X41 | X41 |  | -X03 |  | 2024-06-19 / Panek, P. |  | @@UU@@C@@AA8cAAo9SQpTGOY5znMY5jnOc50ISg6UpQhCUoQlKEgQlJ0HQhSlKAlSgJApAAKUkCgAApSEgSBQAKAlIEASpKEgSpKUpUACgKAoCkJUACFJQlKgAAAAAAAAAAAAAAAAAAAAAAAAAAAAAAAAAAAAUAAAAAAAFAAAAAAAAAAAAAAAAAAAAAAAAAAAAAAAAAAAAAAAAAAAAAAAAAAAAAAAAAAAAAAAABCs4+LpP2Ej9P6E7onngToE6aJ7/P4eP7SxY8bzQzl45fgHk9/5S5b2X++a/jPv80rJcnJ//JPyRBYU0ZEGNaQD/wAc2NDZ9VuwBZiF/Ws9UXBXzKevPQuWWOYt1vQeeUiUoIfLEoCIlmJELPGJRQMAQFUJVCHKBYhAkSKYKIJQwQRWTCdG5EoW4L5fbQGaYlU91gDsCRepvEymL8hjFbeQwJK5OIzBLl6/oQp6tN/JZfEylOeIgSk17jdJV1XAWqc/TRdO8AHACP8BqE0kLJh2hIJQRzxIdXoE4RyQEhIE9MhJ7uEDYmJ63VZp3EOx1vYh8/sQnf0S7aGzeqxiYxW+OIDhEwaduwZ2d0SR7cst62vWru6Y94mvwW7EvpNYTBPDJCUssHuzoRk0Yt479VSFenPaU9kTMJq289Np0iWSC/nu1xhwCeC7mja27eHPdw0xIE2N0Dtdr+frEpMXcmJkP3xCYMeIsMk7OtCGDch0QHCEDVznEJ4BNAJriViXBLdk4tQkeH4idUT4CQJ/gnZBLQS/b8rTar9wAVCdEYjoEs3xXICYxPqEyqTBJAnix0iUiVKQ3J/Df0ZxPlAlDdE4DD/onxwFYkF4oBL4nGAGITICQJPIJ8wkCfRlwEEfZlE0gneEPFEb33BpYdf8/xFQFeoA
20375 | B1JBAY-1301-C4007 | 1- C5XFE-R /ST/ | 5 x 2 x 1.0 mm² | 20 | B1JBAY-1301-X03 | Junction box FI | B1 | 002 | 002 | B1-XV-13794 X41 | EADSV SPRAY FLT. |  |  | DSPW/SUPP.FI | -C4007 | 1- C5XFE-R /ST/ 5 x 2 x 1.0 | LOCAL Base Objects¦Cable¦A30¦Z20¦0505 |  |  | B1-XV-13794 X41 | X41 |  | -X03 |  | 2024-06-19 / Panek, P. |  | @@UU@@C@@AA8cAAo7SQpjGOY5jHOY5jmOY6EHQhKEpShClIUlCkIUkCDoQhCQAUlQAISpIFKABKgAApSkKQBQAAUBAEgSpKEgSpKVKQoAAKAoCkJUACFJQlKgAAAAAAAAAAAAAAAAAAAAAAAAAAAAAAAAAAAAUAAAAAAAFAAAAAAAAAAAAAAAAAAAAAAAAAAAAAAAAAAAAAAAAAAAAAAAAAAAAAAAAAAAAAAAABCs8nF2HSJH5/0JuieeBOsTsnm+bq5PJ9ZYscr0QzS5ZfaHN7fxl5qr/76K7j7OeVkuW7//u/DmogyHNRnQY0SAf+ADovQ2fVdsAZMwv6Yz1RgFedT16J1vldMLhaoPPKRKUEPPEoCIlBnQmuEnnGAICmGmFPMBYhAkSKIJ4JQwQRjJgmn+SJQuAXn/WcM8wlM3cYA7wkVUVExREDltwoVpKiaIzhK/0IT6s+W7H3axLzUKUwYoktLUT4JxHFBTVP6ZT1eAANII/wHAJvkLJh7wkEoI6okPB6BOEb4CQkCemQk23kA3ZhPW8Fm/toa2x7EPD7EJq476HTXVKnKJlFaxtA4hMWxp2Rmybwkj9rZbu3dZosq0x7RNbD85qCVduySEZoOni1ULafFnur014UKrP3mrniKPjEvE4/iz0a52CWSDX1cPHGTEJiz1aI2dqjj0YclESBNHfA2v55BJy3cmEuNy0SvLaXWE1mxCGLbh14DcCBw9RwifQJrgmqJjEwCW904dIkeP3iawnuEgT/BNoEtBK7fhabOPpACkTrjKdYlm8K5gS4TxCXqTAkgTy3UCUCUqQ4JvdvdvUE+ECTuETfMn+ie/EYxIKicErE+kAMomYEgSbMJ4RIE5L8RBHjvE3wTwCHliPl+oN9h0fl94qAr2gA==
20376 | B1JBAY-1301-I6001 | Comp. Cable KX | 2 x 2 x 0.5 mm² | 20 | B1JBAY-1301-X01 | Junction box FI | B1 | 003 | 003 | B1-TT-27011A-B01 | TEMP.1 LP STEAM BEFORE LPSF |  |  | DSPW/SUPP.FI | -I6001 | Comp. Cable KX 2 x 2 x 0.5 | LOCAL Base Objects¦Cable¦A30¦Z20¦0502c |  |  | B1-TT-27011A-B01 | -B01 |  | -X01 |  | 2024-06-18 / Panek, P. |  | @@UU@@C@@AA80AApGUQhjHOcxznMc5jmOdB0IShCkHSlKEIQhCEqQA6AISlCVAQBQFKAlAAAUkAAAUBKgKSACVISlKVAUBKVKUpKkKQAAAKAoCkJUACFJQlKgAAAAAAAAAAAAAAAAAAAAAAAAAAAAAAAAAAAAUAAAAAAAFAAAAAAAAAAAAAAAAAAAAAAAAAAAAAAAAAAAAAAAAAAAAAAAAAAAAAAAAAAAAAAAABCxc3L2Hl6RJ5fs/oThE54E6xOymjT1eI+s5lj7ln0fhPkDH7vNdoq/T+7/32FXpmuc/2//M+Wa5Inz2oM5pAf+AD12ofl+dmsBiyC4dExNwV9KntoW3zZKBdFbggyzJMwVkvPFEULDMUQTkEkohPREgQpfhvweoCxCBIkuQUwTDBBEtdEwUkQtwXz9FKShFz5rYoA0CQBbfvQUE3Jhbcl9DAk3DUCKcs12WXhMhb6jQhU03s+O1rKLl0Fqv0eym/3gA0gj/AaROEhZYdAkEwdUykRp/ETiHLASJAnrkSjb2LAOCkT9Xix7iGz7UOj9kKN+/N25jExitS1gd0Srh2VnCJBx/PZuY+CJr5NTFxV8G9re4SyjkOJDtCYu9qShfnVg6OnXQpwV5Ont8ZgqQzHcxF67PHt1bolQmHpxeGy93XsEz7dlIXtrt7G1Vq2ZBKtrPGuUYt3ez0a1luG7AJZvgbtmrs4f5+kTU3JEvWWiYqsxr6taGDfhxwHgCBvdRyCbwnygnaExCXRMfcPBxiR9XwE1hPeJAn+CbQJYCYLPjYaK/3AC8J1xkOsTFpFcoJaJ9AmZSgEkE8dtwS4JeUhu0e/g2M4nxgSlqE75j/0T4YSsSC+UgmATmADIJlBIEoyieESBOXNhII8WYTSCaRDxxHBId9h1efyCKCvyAA==
20377 | B1JBAY-1301-I6002 | Comp. Cable KX | 2 x 2 x 0.5 mm² | 20 | B1JBAY-1301-X02 | Junction box FI | B1 | 001 | 001 | B1-TT-27011B-B01 | TEMP.2 LP STEAM BEFORE LPSF |  |  | DSPW/SUPP.FI | -I6002 | Comp. Cable KX 2 x 2 x 0.5 | LOCAL Base Objects¦Cable¦A30¦Z20¦0502c |  |  | B1-TT-27011B-B01 | -B01 |  | -X02 |  | 2024-06-18 / Panek, P. |  | @@UU@@C@@AA80AApDUQhjHOc5jnOcxjHOdB0nSk6koOhKkAQhBwKQlCEKSpCQJSkCQKUpKQAUBIAAUACAJSoAEpUlKkqUpSVKSBKkpQBQAKAoCkJUACFJQlKgAAAAAAAAAAAAAAAAAAAAAAAAAAAAAAAAAAAAUAAAAAAAFAAAAAAAAAAAAAAAAAAAAAAAAAAAAAAAAAAAAAAAAAAAAAAAAAAAAAAAAAAAAAAAABCx97t9B4uUSe59n9Cb4nkgTnE6KaODmvn1n1LHh/OIho834TyBZ7fHdoq9P91eS0v/fOKbPD//J4vtuVyRThyoM3JAf+AD0ZEP19NugDHkFw6pibgr5lPVQuTx20C6sTgg/GZJmCHyxMYyGFmaIJtEooTREgQjVDVB5wLEIEiS5BTBMMEESE0EQtIvl9dKShFzfJA6gkW21UF6SSbswsLbZUhgSaTYCKck14rolh5zZQuuWm9sWuAmm6C371H6U3/lADhBH+A4ROuQssOyJBMHNMpEcP5CcQ5YCRIE9EiUbdYGugT1PDj20NPV/ZD2etCndwaSi/dsEsFakrA2hKt/Ak4RIPm7Vu9XvROK7sYuDDvdL2iXt3CYfnOuhoEryZZQ3iijPB7K+300M04M9fBVeQznVwbJHLenav7Yl8Svl6mi7q6BOnox0hp/fpZ72euwTu5o09qMej5Nzd0XO1czYrsAlusCzRqq1Yf5+gTPuSJdq1HWozCWYNnc01oYtcOSA4wgdPMdkTWJtAnxiViXRLNw4+wJH0+8TSJ7hIE/wTcBLATBZ8LDrYuUALwnPFpziY+wK5QTIJ3RMylAJIJ4MlwS4JeUhu0e7f05xPhAlLfE1lf+ie/CYhIKikEwCd8ALRMoJAlGUTuCQJx5sJBHezCcQJxCHgiNffDssOj7uQRQV+I=
20378 | B1JBAY-1301-I6003 | 1- C5XFE-R /ST/ | 2 x 2 x 1.0 mm² | 20 | B1JBAY-1301-X01 | Junction box FI | B1 | 003 | 003 | B1-PIT-27011A-B01 | PRESS.1 LP STEAM BEFORE LPSF |  |  | DSPW/SUPP.FI | -I6003 | 1- C5XFE-R /ST/ 2 x 2 x 1.0 | LOCAL Base Objects¦Cable¦A30¦Z20¦0502 |  |  | B1-PIT-27011A-B01 | -B01 |  | -X01 |  | 2024-06-12 / Panek, P. |  | @@UU@@C@@AA84AApJSQpjGOcxjmOc5zHMg6DoSdB0oShR0JQg4DqShCEJQlAEpUAClAQBKgAUBIAAUpSgJUoClJSpSUJABKUqSBKkqSgAAKAoCkJUACFJQlKgAAAAAAAAAAAAAAAAAAAAAAAAAAAAAAAAAAAAUAAAAAAAFAAAAAAAAAAAAAAAAAAAAAAAAAAAAAAAAAAAAAAAAAAAAAAAAAAAAAAAAAAAAAAAABCweDu9R9/tEl3/r/oTtieOBOkTqnm4OjlPqMKx4vPFcM8vNL7Qw+78Zc171f3V48ZT5ZX5fZV//X8X4UUSIn/O1BllkA/8AHotQ/X1WZgMOMWsuZpXBXyqev8p1tlZMLfb0GOUiUoIdaJQGAlKSzSJsQk0yfpEgIGmBKYOYDChAkSKIJ4JQwQRJriafREoW4L5PZOkkIuczemA2hIqquwegnJrsoG7Ix2XkK0lOa4QBPbKygSk8x2UKGajXxNOSJqLgLTRN6Z6e2AHECP8BxCcBCyYdsSCUHRKSRHF5xO4NsBISBPTISbtbGIDVOJ63uYdxDP+yH7+xCbeq+XPPTdsEsFbyYQPkEvb95JXxIOP5rNOHTF+LmS/w18GX3CTl3TVyHAhsCYLd+SGqbLBw97a2UIy8dXPXVdQyZTblzx2e1uU7wlImzz581zR1CW6C2cI2uxkp3KcGETZMkdiuIy7u9kqo2Ddtrv0wCT6QKc/8/QJk3ZCUZ7BL2LVZoLMCFeqHNAUd0JDsTdByCcomcEzCYhLolmg5OMSOX4CZhPeJAn+CaATECXsXxxG3f9oAXROmLDpEwcIraCYxPnE1lJgSQJ4cdAlAl1SG5N7+DZ1xPjAk7SJpMP+ifCsviQVE4JeE+kALBLQSBJrRO8JAnf1qyCPBrCcIJviHhiNScbDl8n3AqCvWA==
20379 | B1JBAY-1301-I6004 | 1- C5XFE-R /ST/ | 2 x 2 x 1.0 mm² | 20 | B1JBAY-1301-X02 | Junction box FI | B1 | 004 | 004 | B1-PIT-27011B-B01 | PRESS.2 LP STEAM BEFORE LPSF |  |  | DSPW/SUPP.FI | -I6004 | 1- C5XFE-R /ST/ 2 x 2 x 1.0 | LOCAL Base Objects¦Cable¦A30¦Z20¦0502 |  |  | B1-PIT-27011B-B01 | -B01 |  | -X02 |  | 2024-06-12 / Panek, P. |  | @@UU@@C@@AA84AApMSQhjHMcxznOY5znOhB1HOhCFIShCEnUhCkgQhCToQgClASpSgIApIAASoAAAUBCgKQACQIUBCkKUBKUqSBKkpQAAAKAoCkJUACFJQlKgAAAAAAAAAAAAAAAAAAAAAAAAAAAAAAAAAAAAUAAAAAAAFAAAAAAAAAAAAAAAAAAAAAAAAAAAAAAAAAAAAAAAAAAAAAAAAAAAAAAAAAAAAAAAABCs8nJ3HP1iT4/v/oTfE6IE7RO6mjh7Kzylix+Pni9DTP6TzBg93mnqu+r+7nRjK/zm/PNz//+HPRTZJFN3GgzlkB/4APRjQ/b1Ys4GDGLeKs81CvSp6/NSuScVAt9uwfrMkzBD+UTARFhRCyUYRKaE6YkCArgGuDqAwIQJElqCmCfZLJBFATToiYWoXpt0pKEVUdTQBrCRiuXK4KSap9BI148V5ChJqJyhLTknDC1CYj5TvoUtFrLhayabQLq1xR6aa6N8ANII/wGkThIWWHaEgmDsmUiNPnE4hyQEiQJ6ZEo0YQPDQJ63FxYNCGvsfuh7fYhTu3rtFdWETCK3EwAbQlzgupN4SDj8eLdwG7f5LeWzTps4c/uEtFfz2Z754kNYTDq8EoeGjPB4qOvYQ29/Z2dy/dtoZzHmL0W6tzQJbEz9etmt7ncJm2zHSEbGvqV+CuzAJp+rVjZvxE493e1btWY3dS9ZXAJT3wK9j+fsEy6JEtYsQl3DtYLyFzehzwHgiCEj5Ow5BOUTWBMwlglQmDbOTiEjl+AmYT3iQJ/gm2CYQS7h+OE2b/tAC2J2xiO0SzhFcgJjE+sTUUoBJBPux2hLQltSGqj38GvlE+MCUtYnzGD/RPheL4kFwpBLonkADEJkBIEoyCfQJAn06l4gj7dQTgBOMQ8sRvcocbDm6OYFQV7w
20380 | B1JBAY-1301-I6005 | 1- C5XFE-R /ST/ | 2 x 2 x 1.0 mm² | 20 | B1JBAY-1301-X01 | Junction box FI | B1 | 002 | 002 | B1-PCV-13651-M01 | EDCV REAR GLAND TO FLT |  |  | DSPW/SUPP.FI | -I6005 | 1- C5XFE-R /ST/ 2 x 2 x 1.0 | LOCAL Base Objects¦Cable¦A30¦Z20¦0502 |  |  | B1-PCV-13651-M01 | -M01 |  | -X01 |  | 2024-06-17 / Panek, P. |  | @@UU@@C@@AA8qAApGUQpjGOg5jHOYxjGMhJzpQpCDpUlCEoQpCUIUlCjoUhSEgQAAEqApSlKAkAAAApKlKUpKgIUoCEpAoCkqSpKkJQAAAKAoCkJUACFJQlKgAAAAAAAAAAAAAAAAAAAAAAAAAAAAAAAAAAAAUAAAAAAAFAAAAAAAAAAAAAAAAAAAAAAAAAAAAAAAAAAAAAAAAAAAAAAAAAAAAAAAAAAAAAAAABCr+bi6zoEj8Px/oTfE8sCdQn19dE/B0/KeEsWMdUJN9P2S+oPu9Xj8lU/n/vsVXnm5pVysl//i+376LJETmCDGaQD/wAaL0Oz57dYCu0XIfrFAr+Sno8c63yuvnFzNUHllIlKCHliUBESrQkTXiTzDAEBjgHUg5gLEIEiRRBPBKGCCJJnmn2olC4heXnzUBMJGfGSA0CRTTig7E5iiFrvusQrSUsRnCJYSvxc8xPqCT0k68x7yEscFGtFrSTUY8QLj8k3mno+AAPhBH+A0icBCyYdoSCUEdMSHT+YnCOEBISBP0kJNu2Ae/MJ6H9+GzcQ/btUIdHOhNT7stnHip7lwlwrx5RuA7gld2m0Zt8SD018c12Tdpz5avij1CVS3auQ0odkSuyEO7KyDowjMhk383e1tOirGhdr9uO3FG2JnE08W3w7GptHWJbII7Wi/JkyiW6stena29zDDbunpBNndAlX/PgEw3JCYV60WWiVX4b3JoLUK96HRAYQPxhT0nGJyCaATXEtExCXbJx8QkfJ7BNgT1iQJ/gmwCWglVvttNnL6QA1BOqLjqEr7wrgCXieATVUmBJAnhvoEoE1FIcU3r4NfMJ7YEncYndLP9E9mQyiQUk4JUJ9AAXCYAkCTYCd8SBO/q5CCPn1RNIJpEOSI3YDeYc/L4kRBX3A=
20381 | B1JBAY-1301-I6006 | 1- C5XFE-R /ST/ | 2 x 2 x 1.0 mm² | 20 | B1JBAY-1301-X01 | Junction box FI | B1 | 002 | 002 | B1-TCV-13652-A01 | EADCV SPRAY.REAR GLAND |  |  | DSPW/SUPP.FI | -I6006 | 1- C5XFE-R /ST/ 2 x 2 x 1.0 | LOCAL Base Objects¦Cable¦A30¦Z20¦0502 |  |  | B1-TCV-13652-A01 | -A01 |  | -X01 |  | 2024-06-19 / Panek, P. |  | @@UU@@C@@AA8qAApEUQhjHOY5znMY5jGOc6EoUlCEoSg6FKQlIFIOpKEIUpKgJSACkpABQFJUAAAAUkCkgSpQFJUpSUKUpSVKSpCUKUAAAKAoCkJUACFJQlKgAAAAAAAAAAAAAAAAAAAAAAAAAAAAAAAAAAAAUAAAAAAAFAAAAAAAAAAAAAAAAAAAAAAAAAAAAAAAAAAAAAAAAAAAAAAAAAAAAAAAAAAAAAAAABCs+T4ek/cSPs/oT3hPvgToE6aaNfP3zwFax4n8oaJ8U+EPH6Y+rkx+f+9OS4s+6bJ+j5//ifHFckaKc6DEyA/8AHmuQ2/PmtArtFyn6Ypwiv2qcv00rfN1AvK5IPwmSZgh8kTARE2EkLRWJTSMAQFUJVCHIBYhAkSYIKYJrJZIIodiKMG9EwtQvk5qQ01UiUeVgDrCRjx04JKSiIHDfdKGRJnAbAROebbsLTC3mDyxG4hNUIdTM4iaasCBXCG1Bj5MH501VawA4QR/gOITtELLDqEgmCOeJHi/ETjHTASJAnmkSjsWge7QJyvHf6Jt30OH9d3Ch8XoQoy5J38eHJ2LxLxXKPbvA3xLK/c1DRwCQc1k6bq8/Urx8XpExUdnuHChsiZbIQqm+D9sUaRM12mrXtY6hNvcKqdQmcTjt3Yqw9U6RK5DrXbGTVdNglvXybem7epjVvaePVXowSCVAYrP5+MTdM+qgTRmLRMuS0v2rBMmiHagThDDznEJ3ROqCbIlgmETN1zi7Qkd71ibInqEgT/BPbBLQTJb7LTcr5gAqE6IuOgSzgFc4JeJ3BNClAJIJ81+ATAJUpDho9XBtbAnsgSlxCazN/onrylYkGMpBMgnfAC4TOCQJRnE7okCdvRlII72gT3wTWIeCI7Pyh8DDs/X4URBX2g=
20382 | B1JBAY-1301-I6007 | 1- C5XFE-R /ST/ | 2 x 2 x 1.0 mm² | 20 | B1JBAY-1301-X01 | Junction box FI | B1 | 001 | 001 | B1-PCV-13659-M01 | EDCV SEALING GLAND |  |  | DSPW/SUPP.FI | -I6007 | 1- C5XFE-R /ST/ 2 x 2 x 1.0 | LOCAL Base Objects¦Cable¦A30¦Z20¦0502 |  |  | B1-PCV-13659-M01 | -M01 |  | -X01 |  | 2024-06-17 / Panek, P. |  | @@UU@@C@@AA8iAAo+UQpjGOY5znMYxzGOdCEHOg6UqQhKToQpKkIQpR0nQpSlJUoAFIUBIFKAoAAAUpKkpUoCgKAhQFJUBAEKUlCkJSAAAKAoCkJUACFJQlKgAAAAAAAAAAAAAAAAAAAAAAAAAAAAAAAAAAAAUAAAAAAAFAAAAAAAAAAAAAAAAAAAAAAAAAAAAAAAAAAAAAAAAAAAAAAAAAAAAAAAAAAAAAAAABCr8Pwdh6BI+z+hOATywJ1idk83F1ch9JUsePDCTfR9svrDyen7/ywz/t/fNhuK+WVcvHd//i8n3UY5ERPlQYpkA/8AHNchm/XHaBXaLiOeKBXlU6PwnW2VswvmcEH6SkSlBDyxKAiJQVITWiTzjAEBTDTCn5gVoQJEiiCeCUMEESSU2mJQtAvL05aAmEibY3iYD2xIwYNF+RsUFMQuS6xCpJSoLdoJTZZZOmkSfhvnlO4hfvwG3C2t8mnpoBad2a3nove8AHfBH+A1iaiFkw6RIJQR1RIdfMJxjlgJCQJzyEm92wDuTCdDr/ez3EOjcnQ9HShNg0S07+CnDv3CXCtQ/HcBvCWXa67Rn4hIPPZqmvXVy2qsHHP6RLcvgvcGL5TjQziWGOEOCWzBqM6G5g4dFueL+5fQ0Xt2J9u9pE2RO3ZmorOwSyQR3as+a7jqrE7WbDt93Tksv7FtEwJvAbX8/MJduyEuqzxXYJitu7+axCrfh0Ql0JuN+Oo1ieATQCZxLBKRMe4a9QkcnrE0CeoSBP8E0AmMEw4/ZjN2rzgBSJ1xadYlfCK5AS4T5BMqkwJIE+q6gSgSlSG9N6uLRsieyBJ2+J3iz/RPXiKhIMBOCYRPnAC0TICQJNkE+ISBPhy4iCOTKJqBNQh78R3vCHCw5vx8SAgr7QA=
20383 | B1JBAY-1301-I6008 | 1- C5XFE-R /ST/ | 2 x 2 x 1.0 mm² | 20 | B1JBAY-1301-X02 | Junction box FI | B1 | 001 | 001 | B1-PCV-13601-M01 | EDCV INNER GLD.STEAM |  |  | DSPW/SUPP.FI | -I6008 | 1- C5XFE-R /ST/ 2 x 2 x 1.0 | LOCAL Base Objects¦Cable¦A30¦Z20¦0502 |  |  | B1-PCV-13601-M01 | -M01 |  | -X02 |  | 2024-06-17 / Panek, P. |  | @@UU@@C@@AA8mAAo/SQpTGOY5zHOY5zHMc6EoOc6EJQlKEIApCQISpKUIQpAEqUlQAJSpQFKApQAAUpSUqUoCgAQpSkJUBIEpUlSkKQoAAKAoCkJUACFJQlKgAAAAAAAAAAAAAAAAAAAAAAAAAAAAAAAAAAAAUAAAAAAAFAAAAAAAAAAAAAAAAAAAAAAAAAAAAAAAAAAAAAAAAAAAAAAAAAAAAAAAAAAAAAAAABCs+P3uo5xI5OX+hN8E6ROqc+50eE+UxLHkrhJ/J45fQH1+r7fxro/P+89eU8v4Sslg+n//q8n2UkETLkGOvIB/4APNlQ0ejJpAxWi4Tz0SpFfvU/T7qFyytmL6WuD8pSJSgh1olAREoLEJ2iSooGAICqGqA5QLEIEiSFMFEEoYIIkkie5EoWkXk5s1ITEjPukgOwJGDBegzUF6IXVddjQsSUrxrhErpZbuaoSRym0hTedFrgmROiqhQKvLP0UU+6AHACP8Bwid4hZMO2JBKCOiJDw+YTiG6AkJAnnkJPexgbMxP1eGzdQ9OxzIc/7ITwaZbt+9g3LRLRXCOQCO0Jiyd7GPfo3xIOOy2duHt39ayvh9Qnfqo3q5/AcCGgSyirHNCfbnng59dCNmzL+9+nZv30OxsV6pcGnFf3BLhOPb007R1CWyCNjTd2a72ES0yaK7tvcy58+HtU4gTdA9/Jp/nwiZ9yQlOPVGS0TFdmjWsQw5YdUBlgauEOg4hPAJqBNAlglQmPaOLgEjxewTSJ6xIE/wTSCZASvJ7chtYucAKhOmLTpEs3xW4EyieATMpMEkCfPlpEpEqUhvT9fc1awntgShvie4Y/9E9mExCQYCgErE+IALRLgSBJ3CfCJAnHmwkEeLMJ3QTuiHzRG9wBvsOvyeNQQV6wA=
20384 | B1JBAY-1301-I6009 | 1- C5XFE-R /ST/ | 2 x 2 x 1.0 mm² | 20 | B1JBAY-1301-X02 | Junction box FI | B1 | 002 | 002 | B1-PIT-13601-B01 | PRESS.INNER GLAND STEAM |  |  | DSPW/SUPP.FI | -I6009 | 1- C5XFE-R /ST/ 2 x 2 x 1.0 | LOCAL Base Objects¦Cable¦A30¦Z20¦0502 |  |  | B1-PIT-13601-B01 | -B01 |  | -X02 |  | 2024-06-12 / Panek, P. |  | @@UU@@C@@AA8sAApDUQpTGOc5zHMZBjnOg5zpQhCEHShSEIUdCkASlCUHScAFAABCgIApIFKAoAAASBSQAQBSlKSpSkJSBCkgQBKkpQAAAKAoCkJUACFJQlKgAAAAAAAAAAAAAAAAAAAAAAAAAAAAAAAAAAAAUAAAAAAAFAAAAAAAAAAAAAAAAAAAAAAAAAAAAAAAAAAAAAAAAAAAAAAAAAAAAAAAAAAAAAAAABCs8mruOsSPP/QnEJ5YE7RO6ifg7OY+wrWL/THRDRKuXlDn933y6Kur+7/44j0/rKyXP5v/83PQWQRMxoMZpAP/AB+2JDq6rdkCvCLgNm5K4K/op6/woXFLDMWtqg9MpEpQQ+eJQERKCwnC2iUSoGQEBdjpiIvQegDWQgSJKXIKIJQwQRIJE+CJQtIv5+ygJCR0MAd8SLt2mCZTEDbbUhfSUqXKEbUTwy1rgm5iIM6FFLvZvRhaidy/dRb8XZ+qdML4QA5AR/gNIniIWTDvCQSg7JSSI09InjHHASEgT1SEnosA2Ziet0/vrcCG5ND2+xCd7YlcpsEsFc99LAO+JVx4ElwiQeO3RntwV7ujVmts4/cJpLlGiv6DjQ2RLasnhmhxT2IOTH4vlnuIZe9t5K7MF1DBu4JR1zqo2eS9v6BNoTb68Nze7hMhjmEZ9vJd38FYmPKRf2pyp+bRinkMuGq/gvQCU8IF7Y/n6RMe/ISnYwiVYrKkL2/DlgTJ84dhqE5hMoJmErEuiWZzVpEjm+AmYT3iQJ/gm6CWglVvxtNyv2gBdE7YwnaJZxCuMExCcomupMEkCfbipEpEuqQ3J+/i2sonxgShvCcBrf6J8MBWJBfKASoTyABhExgkCTxicokCatfAQR9WuJ4ATSIcsRw/WGlh735fcKIK/IA=
20385 | B1JBAY-1301-I6010 | 1- C5XFE-R /ST/ | 2 x 2 x 1.0 mm² | 20 | B1JBAY-1301-X01 | Junction box FI | B1 | 004 | 004 | B1-PIT-13651-B01 | PRESS.REAR GLAND STEAM |  |  | DSPW/SUPP.FI | -I6010 | 1- C5XFE-R /ST/ 2 x 2 x 1.0 | LOCAL Base Objects¦Cable¦A30¦Z20¦0502 |  |  | B1-PIT-13651-B01 | -B01 |  | -X01 |  | 2024-06-12 / Panek, P. |  | @@UU@@C@@AA8qAAo/UQhjGMY5znOY5jnOhBznQhAEHSlCEpAhClAQlCUIQgClAAkCgIUpQAJAoAAASBKgKUpSlKSpSkKSBCkgQBKkpQAAAKAoCkJUACFJQlKgAAAAAAAAAAAAAAAAAAAAAAAAAAAAAAAAAAAAUAAAAAAAFAAAAAAAAAAAAAAAAAAAAAAAAAAAAAAAAAAAAAAAAAAAAAAAAAAAAAAAAAAAAAAAABCt+jl7TqEjzf0J8QnkgTsE7aaODr5jxmJYv9Ec8NM4p8gfZ7PunnwdP93/wynn/SbZj6v/8v1/bVbJFJmQY0SA/8AH7ZUOnpu2QLbRcJs1zWK/mp6fvpXLOSgAxOCDzzJMwQ+aJgIiYJuEooxjDDBIEBZDZBzgWoQJElUFME9BLJBFCk6au/FELBYL+XqoUkSK2ANQkWWVQUFUQN12BC+kzUZwibpt2qKxMhzmpCyyDd0XN8mq9WBmgEv/rT6Ka/AAHECP8BxieEhZYd0SCYOuZSI4+gTkHWgJEgT0SJRvYwNmgT0vH+8Y9KG3Sh67/qQpv7E02V2iWiurAmMDuCYeHEk74kHJk3uW7DvlGfFg4fYJxldO9g+Q4UNIluXwSh8NGeDizaZhCnH1ZMBerQ1d0rnw1bneEziYOrFdZt9om2ZKAirY0Zr2rFaJZuZtedWLRXN/d72vi0mHc1pusgEp74FmTJ/Pyia+5Ile1kEw5seFC9nh0QJy6dnjDrOQTmE1wTYExiXhLu6cnEJHN7hNgT2iQJ/gm6CXAmC733HcxesALBOyMh2CW8ArmBMoniE1lKASQT6ctQlQlikNdHt4NrOJ74Epbwm8Y/9E92ExCQXykEwCfOAGQTMCQJRmE8QkCfHrYSCPm1hOEE5RDxxG/yCaPx8qIgr8AA==
20386 | B1JBAY-1301-I6011 | 1- C5XFE-R /ST/ | 2 x 2 x 1.0 mm² | 20 | B1JBAY-1301-X02 | Junction box FI | B1 | 003 | 003 | B1-PIT-13901-B01 | PRESS.STEAM BEH.CV |  |  | DSPW/SUPP.FI | -I6011 | 1- C5XFE-R /ST/ 2 x 2 x 1.0 | LOCAL Base Objects¦Cable¦A30¦Z20¦0502 |  |  | B1-PIT-13901-B01 | -B01 |  | -X02 |  | 2024-06-12 / Panek, P. |  | @@UU@@C@@AA8iAAo6SQhjnOYxznOc5jmMhCEIOdCEKQhKEIOhSUqAdKUnQpSlKSBQEpUBQFKAoAAAUpSlAUkCQJUoCVIUlKAJQBKlJQAAAKAoCkJUACFJQlKgAAAAAAAAAAAAAAAAAAAAAAAAAAAAAAAAAAAAUAAAAAAAFAAAAAAAAAAAAAAAAAAAAAAAAAAAAAAAAAAAAAAAAAAAAAAAAAAAAAAAAAAAAAAAABCx/R8PWfj0CT/QnbBOoTroo+Dp8B9JhWPv88eWG5PLP2h4vX45/TBz/3f8lhk8s45+z8P/mfFOKSJLEGNeQH/gA5sqHPz5MwGKsXCefPTRSK+VT0+O4ts2UC43DB5pkmYIfyiYCImCcolFVwK4gCKAICqGqDlAxoQJEl2C5BPMSyQRQMlzhiYW8L+f73EZEjlYA3hIqWqq9BcL0QPossqQwJN6iNkInLOS6JlN39TfQvOvW3yb9V0Fp81G5duxpADUCP8BqE7pCyw8AkEwdMykRq5hOQbYCRIE9EiUceQDZoE9LyY+FDb/ZD1cCFGi/nopvdusSsVwJkA3xMGnCk4hIO/Xx5DB8fxdrYx4bPWJqKdrjxfKdxDMJXrad2hDtTczQd7Zz7aFnyYrpiqvIb1vRGv3r3BxCbYmTopvdnrE3yugI3LbKbcOITgsi/tcM4OLRbg2DRotx6KqwS7vAX89N/c/nwCbXFIl2rZ3bbmsJXsY8aGG2HPAmbUHScgnCJlBM4mISkTH2TV3RI8PtEzCewSBP8EzAlYJgr91Z72L1ABSJ1RlOoTHpFbQSwTviaylAJIJ9dl0S6JSpDeo9nc29gT3QJcahNBk/0T24TEJBfLgJgE+cAMoloJAlFonzCQJp1sJBHh1hNIJyCH1RHvyGph2fJ9yAgr2AA==
20387 | B1JBAY-1301-I6012 | 1- C5XFE-R /ST/ | 2 x 2 x 1.0 mm² | 20 | B1JBAY-1301-X02 | Junction box FI | B1 | 002 | 002 | B1-PIT-28001A-B01 | PRESS.AUX.STEAM CONGES.GLAND |  |  | DSPW/SUPP.FI | -I6012 | 1- C5XFE-R /ST/ 2 x 2 x 1.0 | LOCAL Base Objects¦Cable¦A30¦Z20¦0502 |  |  | B1-PIT-28001A-B01 | -B01 |  | -X02 |  | 2024-06-12 / Panek, P. |  | @@UU@@C@@AA84AApFSQhTGMYxzmOY5jGMY6DnOlCUIShJ0oSg6UJSlKAIOhCAJAkCUISlCUgABAAAAlKQJSkCQJSgCUoSBKUoSACEpQkAAJAkCUJSACEpQlKQAAAAAAAAAAAAAAAAAAAAAAAAAAAAAAAAAAAASAAAAAAAEgAAAAAAAAAAAAAAAAAAAAAAAAAAAAAAAAAAAAAAAAAAAAAAAAAAAAAAAAAAAAAAABDo3djmPLxiH+wjVBHKI5oQ63JtngJ0m8ftb1Mon4H8Ieb7+d/Xd+H4ueiso9T0PV5P/4vL5o77jRb+BAnjcBf4APdYg4fhVWBRWJTknPbihKJL1pHF6IkrXrgJUKdix3Hdhlvs+BwdoMPWIhBFSBhwGCZlMxwAX0DCGcjYiYdkwwzg8OmzslGJb/xiQnQMcCYDRENLLMSORDyOwveRpVUuguoeQxA0VL34xFJ7DSQRq3OqVweW40gJTaUOGKPsABrghfQNcRrDJOmWQQw7HI7oZtf3CMwrGBxDCOFxEOpjpAwxCOJa/xpy9RBoxIOP5IIXM/ShLllrEViSuo2agLgifWvIe6IY7dWW/Ps6rauGifO+4jMWTRdW9X2jWQPjEVYOy6DrQxMYIXbYY0GbDmvbFE8qDo9L5s9OnJ09QRoiND56DSZOYRhKoA2K2zTm071AjJga6Wtt6mWy5NhMtkNSWgER9UCbP+u4IzsriJ5JOhgrEXrcnPa5MgnrZY2CNhYn2Q5DaEZ4ikEYxF8RMIp0jZzCG7v7EYxH6EMI/IjICKQRdp/lJ0b3GAEojlao5RFHXElYCKxHcEWpEAQ4I3q4xEYiVIZSQ/XXz84R/GERKYRqF/+iP3OXhDFwiBF0R3wAqEWAhhELBG4IYRtWzjDbtojsgjYEG8zZe8GwmWL0+MEkCS5w
20388 | B1JBAY-1302-I6001 | 1- C5XFE-R /ST/ | 2 x 2 x 1.0 mm² | 20 | B1JBAY-1302-X01 | Junction box FI | B1 | 002 | 002 | B1-LIT-13501A-B01 | LVL.1 IN EXPANDER |  |  | DSPW/SUPP.FI | -I6001 | 1- C5XFE-R /ST/ 2 x 2 x 1.0 | LOCAL Base Objects¦Cable¦A30¦Z20¦0502 |  |  | B1-LIT-13501A-B01 | -B01 |  | -X01 |  | 2024-06-12 / Panek, P. |  | @@UU@@C@@AA8iAAo+SQhTGMg5znMg5zmOdCEIQhCEHQhCUoShIEoShKUKQlQFIUpQEpUpQFAUoAAAApSlAUlSVJShSkAUBKgJUpIEJSBQAKAoCkJUACFJQlKgAAAAAAAAAAAAAAAAAAAAAAAAAAAAAAAAAAAAUAAAAAAAFAAAAAAAAAAAAAAAAAAAAAAAAAAAAAAAAAAAAAAAAAAAAAAAAAAAAAAAAAAAAAAAABC0fm7/UeoT755P6E4ATpE6qU7nR4D5y1Y+x/GHxTzV/UHiu9c+PB+v93/wuJ5ZtnUvf/P2/dNUkaXlyoNdJAf+ADzZEPP58euBo5BcJ+mvNgr+Sno8dSxkkW1vwXTJMwYSXyRSKLDMUgnGnlhKActJArhmQL9KQX4OYDEhAkSWQVQTAQQRLbSYq3omFsF5eeoJEgwxvS7glAL16bJJaxhC7JhQwJFQaQTlpjsEuLjbQrc+vib+eKsFgLgv82GqvgADugj/Ad4ThIWWHdEgmDomWIe9+YnEOaAkSBPNIlOzrYwKCb/7Ozi66GrWhz+hCl6K+evdxCYhW+O2BuiYO52s407QkHPdjwaFMeK9mtng3z1iRx++cKGoJivXSJGaDkm/6s+qhn7fb2LLNzDF5CeTTjW3NAr7AmUTH6dWK9o6hNox0D9927Y47dETOdfSiNm3e7OX4NQnQ18tloJTbA1/58AmlvSJm3rcgmG7LUYUL+/DtQJbZ0HfE7AmsCaYlolgmjuHHxCR4faJqCewSBP8EzgmMEwY/djNm30gBoCdMZDpE0eEVyglwnxCZlKAkgn03ViViaCkNlPZwbGmJ7oEqbwnvGL/RPbhLRIL5UCYBPlADIJlBIEplE4hIE8ObCQR8mYThBPhA4xPoiPjkONh1fJ9aAgr1g==
20389 | B1JBAY-1302-I6002 | 1- C5XFE-R /ST/ | 2 x 2 x 1.0 mm² | 20 | B1-LIT-13501B-JB | LVL.2 IN EXPANDER |  | 001 | 001 | B1-LIT-13501B-B01 | LVL.2 IN EXPANDER |  |  | DSPW/SUPP.FI | -I6002 | 1- C5XFE-R /ST/ 2 x 2 x 1.0 | LOCAL Base Objects¦Cable¦A30¦Z20¦0502 |  |  | B1-LIT-13501B-B01 | -B01 | B1-LIT-13501B-JB | -JB |  | 2024-06-12 / Panek, P. |  | @@UU@@C@@AA8oAApFSQpjnOhBznOdBznOhCFJQlCEpQlSUKQlCUpQpKkJSlKgKSAClKApKlKAoAAASBSkgUpKlKQlSkqUBKgJUBKkpSBQAKAoCkpUACVJQlKgAAAAAAAAAAAAAAAAAAAAAAAAAAAAAAAAAAAAUAAAAAAAFAAAAAAAAAAAAAAAAAAAAAAAAAAAAAAAAAAAAAAAAAAAAAAAAAAAAAAAAAAAAAAAAAjy9vscjzI7ztP6R1CPSjktw+fA+bHJT6p+FSvAvdw+v0Zrd7D+v94ftzrKx9/N3f/7nduvZLKxNEJgv2E/4HhzDxPFm5Yy50mN+jatgSTvyPH9l6Ss9kmSYaflay1qVPuq1ZFSpLWupbMiycakvCpNWpxsNln4jWFIpcwUv0tUpSrF29V6pL6Tj8l4sipibym2i7Qw4bmpZaYEqSaM+QY4pemwW03MzAi2hobsLp4q3a1phXYbwbdE3cPgx3sHTB1SJ/B1UdVUlpU6CKWp56llT3vzRxJr0WRSPDZF3R1hZHtTx7jLvDc5rpDyP2F7FWC9lRlSTUTcHPRq8PSc1LuBFNGfLi4lzf1Gxk6fuPQjV7HDDZRkxM1keXXueTh5nmbQ4a4b/X4uhipgFmT4OWqzI3l/oo0o2vLtX+c5Ec5muP3e3obnZyZUbrfbCqaXOy9Hg2NvA5mm/kIudMcz+fiRsN+yNffZkYs+nTUxjDwVObSL/ne+jgRtEbKMaMCOe7PXR8frRso9SKR/iOeRrEbOb2Zm5l8oNRHpzvSjL7qSaSNCPhRryLiLEfRovovo1JFMHq6m3so9lIvNRHWf6j14WJFNVeIwo+UGZGkikaEcSKRoxKdvQjqEfIOsjtVXz3HWlTZ+/6SISTlA
20390 | B1JBAY-1302-I6003 | 1- C5XFE-R /ST/ | 2 x 2 x 1.0 mm² | 20 | B1-LIT-13501C-JB | LVL.3 IN EXPANDER |  | 001 | 001 | B1-LIT-13501C-B01 | LVL.3 IN EXPANDER |  |  | DSPW/SUPP.FI | -I6003 | 1- C5XFE-R /ST/ 2 x 2 x 1.0 | LOCAL Base Objects¦Cable¦A30¦Z20¦0502 |  |  | B1-LIT-13501C-B01 | -B01 | B1-LIT-13501C-JB | -JB |  | 2024-06-12 / Panek, P. |  | @@UU@@C@@AA8oAApCUQpjnMg5zoOdCDnOhB0pUhCkJSlCUoSpIFISlCVJQkClKSoAEpUBSlAUoAAASBSQKUBKQKUlIEgSBKgJUpKkpUkAAKAoCkpUACFJSlKgAAAAAAAAAAAAAAAAAAAAAAAAAAAAAAAAAAAAUAAAAAAAFAAAAAAAAAAAAAAAAAAAAAAAAAAAAAAAAAAAAAAAAAAAAAAAAAAAAAAAAAAAAAAAAAjzfT1/Y/dHdfO/pHCRyI9lun6e0+vLJTuTwVK8LB2z8PVnt3cf6f3j72dZWv39Vv/7fc+/Dlsr8mmEv1WE/4Hj0DyPJn3BsZ0mu/Nu2vSTwSPL3sElZ9q5JmmSnitZa1KmqrUZlrWkusuzosnfUYBTHSMVPCNgeCyLLrqvphpa5aWUq4wcFYKkvSd/zYCyKmQ4G+i7FivpdL0oaVNGfKNeKYEai2m7ZXo0NDnQwzb2JiWuiTD4dbHgrdt8QOIifwcSOJUlpU5yKWp6allTq+JHxpposikeOyLuDMLI/WW3GXfG58I8zyi7HitzGtflRlSTGnEOajJw9JvJd0kU/bRmyedc6Os1ZelvvUjr/J1IcpGbIz2RtWebbx6GqHDt7vou5uSl4s7GpXoYmvzV/QRpRy/mvw7z2I3mzcaGnQ9/jy5kcp8DbWpuX6s3P6G38vLbm1h2CLnRG7r/z2UanPsjVlc9nRl0bW2Zhk4KnMpGH0uNHAjdI5aNdF6N91uqjte1HKR60Uj/Eb5GwRq2fdst7N5wayOTO5EZuJJNJGhHYRtSLiLEfbowowo1pFL/Xw7upHupGBrI43+o9uNkRTEwEY0fQDZRpIpGhHWRSNGRTtaEdMjsjqI+yq+qOOVNX4/cRCSe8A==
20391 | B1JBAY-1302-I6004 | 1- C5XFE-R /ST/ | 2 x 2 x 1.0 mm² | 20 | B1JBAY-1302-X01 | Junction box FI | B1 | 001 | 001 | B1-PIT-13504-B01 | DPRESS.COND.SUCT.FT.PUMP 1 |  |  | DSPW/SUPP.FI | -I6004 | 1- C5XFE-R /ST/ 2 x 2 x 1.0 | LOCAL Base Objects¦Cable¦A30¦Z20¦0502 |  |  | B1-PIT-13504-B01 | -B01 |  | -X01 |  | 2024-06-12 / Panek, P. |  | @@UU@@C@@AA8yAApFSQpjGMY5zmMY5jHMcBzoQo6EJShRzgApIEIQhCkKSlIAIUBSkKABIEgSAAFAUkClAQBKkqSlSVJApQAJUlKkKUACgKAoCkJUACFJQlKgAAAAAAAAAAAAAAAAAAAAAAAAAAAAAAAAAAAAUAAAAAAAFAAAAAAAAAAAAAAAAAAAAAAAAAAAAAAAAAAAAAAAAAAAAAAAAAAAAAAAAAAAAAAAABCt7/d8fWfsJH9Cb4J1Cdc03B08x4CtY+tsh55fhR9Qc/3+z7Zsn5/3j8mY+nzStl4p//j7OeeyRKWjBBplIB/4APyvQ9Ppu+AC28Wso26imeoV8ynr8c6xdIWpyQeiUiUoIfuiUBEWk0LImyiSWeGAKpB5YAxQecC1CBIkUwTwS0BJkQRM7NqVM0UQtQvl6JwkJGQN0SVVUqJEmgdUgM19aGRInHSEsJgLqRMxmN1ChwyuIlXOoxGKrz48lEb4AcQI/wHGJwkLJh7IkEiDplIeP0CfGOeAkJAn4yEm2ZQJCer1PxW60NNCHR60JsUY6e3Tqi0S0VyDrA7u8JZwWbozHbEg/TCi+vDk0YW158caD2CRi7xwobQlubfkh+s2iDl4tri1IdHay8vc3brMSFF90rrKdgm2Jou0RRadYm92S+cI3r80+nctyiZPhzxXnjXswx97STa7q8uLKCUU6tYGG7/PzCTbL5hMJYCWTZ78iGK+HcgJ4HKWVdJyCfuJtgmkS0SkTL2jk4xI5vcJpE9okCf4JuAlwJku99xuWdAAVCdUXnUJbwiuAJmE5RM6kwJIE8OagSgSpSGmb28GrQJ74EncQnIZf9E91ZYJBjJwTIJ9AAXiYAkCTYCaxIE+fPWQRzZxOEE+UD5BPDEd/wB3GHb8niQUFewA
20392 | B1JBAY-1302-I6005 | 1- C5XFE-R /ST/ | 2 x 2 x 1.0 mm² | 20 | B1JBAY-1302-X01 | Junction box FI | B1 | 001 | 001 | B1-PIT-13507-B01 | PRESS.COND.DICH.FT.PUMP 2 |  |  | DSPW/SUPP.FI | -I6005 | 1- C5XFE-R /ST/ 2 x 2 x 1.0 | LOCAL Base Objects¦Cable¦A30¦Z20¦0502 |  |  | B1-PIT-13507-B01 | -B01 |  | -X01 |  | 2024-06-12 / Panek, P. |  | @@UU@@C@@AA8wAApBSQpTGOY5zmOYxzGOdRznShCEIOhSEpUpSlIQhKUISpQFJSACkpABIFAUoAAAUpKlAQACUqAlCkgQBIAJUlKkJUACgKAoCkJUACFJQlKgAAAAAAAAAAAAAAAAAAAAAAAAAAAAAAAAAAAAUAAAAAAAFAAAAAAAAAAAAAAAAAAAAAAAAAAAAAAAAAAAAAAAAAAAAAAAAAAAAAAAAAAAAAAAABCs8Pz9R4/2El/QnzAnSJ1Tnv9HfPrK1j8HJDyS81P3Bycvs8c8f6f3i8l5l8srJeKj//v/HkpskRg5M6DVOQD/wAee9D0ei7ZAtvFrKaNjmw04RXlU9XkoWLpC4GuDmlIlKCHyxKAiJWoSJ5RJLRDAFUgaoNPmAsQgSJmCCmCX5hJkQRMKPiiiFwC8vPQEhIxBrElVVG3PBQScAwBdlrQxpFDoCV823AJcTW41oSC2xwkpgtWDbw4qY3wA7QI/wHbE4SFkw7gkEoOiUkiO3zCcQ5oCQkCeeQk960CQnp9Lk3UNFCHP6kJ1fLLaq+OrdtEtFax4QPoxCZODHtjP5BIP1zZa8fH8F1mPITznsEirTRzy+k4UMuoTLTm35oTnog72fj4dhCjVuas3ctrwod271yyyyWVdgTaE2OvsRTqOoTXrL6AjTfmw9zdstE2cmiVeiN7sZsW3pJ7WeuqwEo+HWB2f5+oTT2ZCX3XiVzx5ra0MWiHVAmTBUVdBxCfuJ1wTQJYJhEt1nF2hI8HuE0ie0SBP8E3ATKCY8vvym1k9YAVCdMXHSJZwCuYEvE7omdSYJIE+2+kSkSpSHBP27+zoE98CUOETiLf9E91ZkEgxFAJjE8AAXCZgSBJ5hN4SBO9nrII7+cTgBO+BxifZEeGA42HV+XiAUFes
20393 | B1JBAY-1302-I6006 | 1- C5XFE-R /ST/ | 2 x 2 x 1.0 mm² | 20 | B1-PIT-13508-JB | DPRESS.COND.SUCT.FT.PUMP 2 |  | 002 | 002 | B1-PIT-13508-B01 | DPRESS.COND.SUCT.FT.PUMP 2 |  |  | DSPW/SUPP.FI | -I6006 | 1- C5XFE-R /ST/ 2 x 2 x 1.0 | LOCAL Base Objects¦Cable¦A30¦Z20¦0502 |  |  | B1-PIT-13508-B01 | -B01 | B1-PIT-13508-JB | -JB |  | 2024-06-12 / Panek, P. |  | @@UU@@C@@AA9IAApUSQxjHOZBznOg5znOhKEISlKEoQlKUpUpSUJQhKUoUoCgAUoCkpUBQFASoAAKUpKgJApSQJSpKkgUBQAJSpKUpUACgKAoCkpUACFJQlKgAAAAAAAAAAAAAAAAAAAAAAAAAAAAAAAAAAAAUAAAAAAAFAAAAAAAAAAAAAAAAAAAAAAAAAAAAAAAAAAAAAAAAAAAAAAAAAAAAAAAAAAAAAAAAAj1/o+Lkd9+yP6RvkcaOSzrertPpySU+6ZKleNd9Z3vX+X4W4vL/eLv6GZWX8e79n//bb3q17FTVCXY7BP+B+mgeR5M/MGXQkyMDmXmFdeknhkeb77pKz2JL5jp47LFllKnLqyiqs11ipLcyLUXC+yL6h4HiGuKRS1hpgpZ4d2pbLVKuMHSq6pL0ng9FxYisZuosvvpgsWzAlDc06MgxxTA3lbZbsW516NS3TVb0LEZc01lq2iTB4r8V1fADgIn8HAjgVJZKm8ilkp6qTh8aOummixFI/OxFvUzCxHlmToDb/Ueh5hbfW/h6rDMqMqSYk64+FvIycO4lk6qKefTmx7r3nLye/qmw9aMOfh4IbSMujfWDDa8+56PTzRq9PO5l+TLk1hd8lZmRbmXbPYa3TRz0bejDtWMPPciNTltVxTd1bC5xc9mzo25sqysjZro9LVifHtujnyszWzEYGJ0HOHU/n5kbLp6FqNSzUjLbsaMY1tFTcpGDM9TiR+6OaRtIyovRvOLsI7ftRso9iKR/iNwjMRtZ/dnbmv6QXo49DjRr8KSaiNKPlRsSLSLCPq04EYEXyKYfZ1udso91IuXo7L/Ue3ExoprLiMSPnBnRqIpGlHRRSNONTt6Ub5HaHZR3Krt9w4pU2vB3SESTlA=
20394 | B1JBAY-1302-I6007 | 1- C5XFE-R /ST/ | 2 x 2 x 1.0 mm² | 20 | B1-PIT-13511-JB | PRESS.COND.DICH.FT.PUMP 2 |  | 002 | 002 | B1-PIT-13511-B01 | PRESS.COND.DICH.FT.PUMP 2 |  |  | DSPW/SUPP.FI | -I6007 | 1- C5XFE-R /ST/ 2 x 2 x 1.0 | LOCAL Base Objects¦Cable¦A30¦Z20¦0502 |  |  | B1-PIT-13511-B01 | -B01 | B1-PIT-13511-JB | -JB |  | 2024-06-12 / Panek, P. |  | @@UU@@C@@AA9EAApSSUpjHOY5znOY50GOhCUJQlAEAUdCUIABSUpShCVJSkAAKAoCkpABIFKAoAAKAlSVJABSQKSkCVJUpQAJSpKUqSAAAKAoCkpUACVJQlKgAAAAAAAAAAAAAAAAAAAAAAAAAAAAAAAAAAAAUAAAAAAAFAAAAAAAAAAAAAAAAAAAAAAAAAAAAAAAAAAAAAAAAAAAAAAAAAAAAAAAAAAAAAAAAAjv7va5nhetH9I6hHuRzV6vs7b6s8lHfmekp+S37Twe3yfhZl8/95fDtNKmjx9/vf/3vv8GLTVS1twlM9RP+B+uA8zzbXRF+CTOxLXR/NkYsiSeOR6PDbJTaqkxzPR5a1VrRSeKlaFKVo0ws1IsRaLqy6kjyDQKIoqxUW0V3isqopYlvFS2kmNJ4vVaeRYivFYbEWZMlGOqyYkoNrVnGaKLZwbpZrt1LkYMGyGKMvCrJpmVbYSY9mTNbTpg5CJ/ByI5FJKyk2IorR7KRVTl8qOumFCqKI/SqLOPSKo88z7BvfsPU9Asu6deBd0116L0kzJ1x2mRGflyuXgS3qIo9OvVo2ONz7/lvl72ox+ly8sL3QRftdZUblj1evb17wx5tPr6+hnuH0aWNXKuY+NG+jn7mjiqx6XMjgYMLSi7XhrZXZ32nUjJsbimlobmKvD0tvM4+g4dy9dpItfI0Dj/nto3XSqjBq49aNFtm3qzjLu0m9RGLU9jsI4kb5G6i9FyNj5uVHc+CN1HvRRH+I4SNJHQ1fHU4L/3Bcj3bT3Iv5Ek1kYI+dG3IsIqR9mGJGJF0ijH7+tv89Hxoi1cjsP9R8MrMijItIyo7gNSNZFEYI4UURhmUdvBHVI+kdhH10p3e4dmUm7+P3IIknOA
20395 | B1JBAY-1302-I6008 | 1- C5XFE-R /ST/ | 2 x 2 x 1.0 mm² | 20 | B1JBAY-1302-X03 | Junction box FI | B1 | 002 | 002 | B1-LCV-13501-M01 | EDCV COND.MINIMAL FROM FLT TO COND. |  |  | DSPW/SUPP.FI | -I6008 | 1- C5XFE-R /ST/ 2 x 2 x 1.0 | LOCAL Base Objects¦Cable¦A30¦Z20¦0502 |  |  | B1-LCV-13501-M01 | -M01 |  | -X03 |  | 2024-06-17 / Panek, P. |  | @@UU@@C@@AA9EAApTSQpTHMc5znMc5jnOc5zoQg6EHSpB0HUBSgASdKDnQhQEKApSUgApIFAApSgAABIAKUpKFIAoCUoUpSVAQBSkpQAAAKAoCkJUACFJQlKgAAAAAAAAAAAAAAAAAAAAAAAAAAAAAAAAAAAAUAAAAAAAFAAAAAAAAAAAAAAAAAAAAAAAAAAAAAAAAAAAAAAAAAAAAAAAAAAAAAAAAAAAAAAAABCveTl7jzefrEnz8/9CawTtE6e6ijj7PIfWVrH39MRD0fZ5qftD8PR7Pxnd6v79NzEeX8pXpWr///dz9FggiebGgylIB/4ANWFDV1V7wFWAWV06pSsCvSp+2ShYrkLxNuD0ykSlBD54lAREoKkJ1iZqFsQwBak2oD8wLyECRJCxBRBLpkyIIkzSdHwxKFpF9HqyWAmJF3LBoEnbtypkSbC6ZAYsN5CpIodwJY5+rRjtCZDIfAhZaa23MicgWzC0/pat0RwGsAOQEf4DlE4yFkw6RIJQR2RIdv6icg44CQkCdUhJ/FWBIT5PW80r2pD992hDr60J245bVr4yzqot1iVisk5APlOIS9q5u/wrRfEgyXpYKsvhqw29sHsEsZdZxobgl3JgrmhGKD5t7WbqHhv7at3ZYuWUMFWbPmiZOniE3BLl/fOHdILM+4SuQV6MVy5dE4DPsw3cnDpw71mWrNip374JopQlP+fEJm0yEpyVF+dYlzDTRwVIXNEO/Al7LTn7DYJpEzgm4JWJaEwd849YkeP3CbwntEgT/BN8ErBLlfvrNFXrACyJ2xgO0S94BXECYROYTGpMEkCfVhsCWBLKkNM/brz5RPfAlDaE2F//RPddKhILZQCXBPGAGATECQJPEJtEgT58d0gjxYxNYJzAbBPpiPo8AbWHd6PKICK94A==
20396 | B1JBAY-1302-I6009 | 1- C5XFE-R /ST/ | 2 x 2 x 1.0 mm² | 20 | B1JBAY-1302-X03 | Junction box FI | B1 | 003 | 003 | B1-PCV-13531-M01 | EDCV SPRAY.FLT |  |  | DSPW/SUPP.FI | -I6009 | 1- C5XFE-R /ST/ 2 x 2 x 1.0 | LOCAL Base Objects¦Cable¦A30¦Z20¦0502 |  |  | B1-PCV-13531-M01 | -M01 |  | -X03 |  | 2024-06-17 / Panek, P. |  | @@UU@@C@@AA8aAAo5SQpjGOc5zHMc5jnMc6EHOdCEpOpR0HShKgHSpR0IQpCAAApKkqSpQEgUkAAAUBSVJSBSgKUlAFKSBCkqSBSUJQAAAKAoCkJUACFJQlKgAAAAAAAAAAAAAAAAAAAAAAAAAAAAAAAAAAAAUAAAAAAAFAAAAAAAAAAAAAAAAAAAAAAAAAAAAAAAAAAAAAAAAAAAAAAAAAAAAAAAAAAAAAAAABCv/V8vWdAkf0J8Qn6QJ1Cdc82vp754S8seOmE8vh8dr7A8nm9n33p/T/fNTYejllfl5fJ//3SmL8ETbdiDKUgH/gA/XChm9ODOBVWLeP2uStCvKp+/4TrFchcjdg88pEpQQ/lEoCIlBUTQt4SZZ4YAtybcH5gVIQJElKIJ4JQwQRys0QEp9UUQtoXzc+OgJhI1bUHNoEnpplbkSbSwBZZgQqSiVBvRlCbJNz3BLMho2j4ULbNW3SUyBkhS7FuPPdpmiF+MAOAEf4DhE2ELJh0iQSgjpiQ8PMJxDjgJCQJ6JCTdy+BIT1epq3kODt5bSHRzoTXcsvXppt9uqfCJhFah4gNIl/k4axm7okFdUq6clNdzgPYJsy3e6bENsSq/CHRKyDvbNtDjxS49fD2rtCFd3d+CKN3UJnEy6c1rtHWJgkGKW5nxU8cVCfPbzxLe1YdqNNyuiQJo3wN/+e+Ji1SExVZowacIl+y/jtS7NYl/fh3YCggcNybpOITkEzgmYTAJbEr0HFwCR9HuE3BPaJAn+CbgJWCU1++s0VesALYnVGE6hL+sVsBMQnzCY1JgSQJ4sVAlAltSG1N7de5tCe+BJ24J3DB/onuvFQkF0nBKRPpADCJYCQJNYJyCQJyY7xBHgxibATwAfIJ4ojvfWGthzfj9qKAr2A==
20397 | B1JBAY-1303-I6001 | Comp. Cable KX | 2 x 2 x 0.5 mm² | 20 | B1JBAY-1303-U01 | Junction box FI | B1 | 004 | 004 | B1-TT-26021A-B01 | TEMP.1 HP STEAM BEFORE HPSV 1 |  |  | DSPW/SUPP.FI | -I6001 | Comp. Cable KX 2 x 2 x 0.5 | LOCAL Base Objects¦Cable¦A30¦Z20¦0502c |  |  | B1-TT-26021A-B01 | -B01 | B1-TT-26021A | -U01 |  | 2024-06-18 / Panek, P. |  | @@UU@@C@@AA84AApQUQhTHOY5zHOg5znMdJ0JUg6EpQhCUIQg4FJSdKEIUpSgKSpQFJUBKgKAkAAAApSgKQkAFJSpKFJABSVKQBSkoQAAAKAoCkJUACFJQlKgAAAAAAAAAAAAAAAAAAAAAAAAAAAAAAAAAAAAUAAAAAAAFAAAAAAAAAAAAAAAAAAAAAAAAAAAAAAAAAAAAAAAAAAAAAAAAAAAAAAAAAAAAAAAABC1vF4OvljydAk/N9n9CahPNAnUJ11U4enxHjPqWOTJEQ08/on7gx+v8LtL/N/d/y5DPyzrTT7//nk8k4ZI5PxzINzXkB/4APTah+vNl2AMVouDcmJuCvKp+1Ft82Sgu5hbILZkmYMJLmikUWGYpBOQSQCqGq9MgQXoPyAxIQJElUFUEz6aNCCKOHDVSLpELWL5/V6LgQUQicFffNoSoCyy9BRm5MLdnLlohgSomkoZwplpvZLomIxm2hN1zmNvk1VAt3bpzZ7kd4AOIEf4DiE75Cyw7YkEwdMykRxfmJxjbASJAn6SJTf2MYHdqEyvDi3UNH7oc/qQpwX9WgqvV5BMgrYmIDbEsssScAkHH8uPTiIwTbg02b/Y9YmEvFw0ndQziYckIaiaZpOfwa6Gzp9/4NrVfrQ2s/RuTF2a690TOJ8W50aNiurudYmxTWqDta+jdu158WMT580do3sRO/wZ+C2yquQTHlA1uxs3f5+gS3fkTuXjZO3aJis18KFmmHFAmfpPhE4BNAJ2RMAl0TDtnHwiR4faJ2RPYJAn+CbgJjBLMfuxnbw84AVidUZDqE1tQraCZRPAJmUoCSCePLcEuCVqQ3aezTozie6BKm8JvGL/RPbgMIkF8qBLBPpADIJaCQJS0T4xIE+TNgII8OYTvAmoDUJ9cRMhxMOv5ftBUFfe
20398 | B1JBAY-1303-I6002 | Comp. Cable KX | 2 x 2 x 0.5 mm² | 20 | B1JBAY-1303-X02 | Junction box FI | B1 | 003 | 003 | B1-TT-26021B-B01 | TEMP.2 HP STEAM BEFORE HPSV 1 |  |  | DSPW/SUPP.FI | -I6002 | Comp. Cable KX 2 x 2 x 0.5 | LOCAL Base Objects¦Cable¦A30¦Z20¦0502c |  |  | B1-TT-26021B-B01 | -B01 |  | -X02 |  | 2024-06-18 / Panek, P. |  | @@UU@@C@@AA84AApPSQhjHMc5zHOYxzIOg50IShCUJOBKEoShCUJQhCEpUpCkgQBKlKABCgAAkAAAUpSgJUkAEpSBKEqUoCQKQBSkoQAAAKAoCkJUACFJQlKgAAAAAAAAAAAAAAAAAAAAAAAAAAAAAAAAAAAAUAAAAAAAFAAAAAAAAAAAAAAAAAAAAAAAAAAAAAAAAAAAAAAAAAAAAAAAAAAAAAAAAAAAAAAAABCs5OPr5Y8/QJPk+7+hN8T1QJ1CddNHD04DynIsfjkiIaPX+U/gGT3+iqjDzf3h9Nx9vLNk3Yf/q83nvXpI81eVBv1SA/8AHtuQ/Xmu1QLdIXFomJvCvrU/ahcvouoF0Y2uD85kmYIc0TFhDCzNEE3CShTAlOCZAgwQewC1CBIkpgpgmGCCJa4pKYW8L6vdSEoRyhh3jWEpuxV0GCSWaphYAuusQxpSUQhmCm6icV4TZotMh20JvtOaMjXREXrwLf9lHNTnPAAHCCP8Bwib5Cyw6BIJg6ZlIjh/QTwjlgJEgT2yJRtWgbtAlzwWd1Dta37oc/uQp269YowVZBMgrhS0DQJh3q0nEJB4fHduWkYtrNj3LMe3qWe8SMZeKzwIZxLNKEOcmjHJz8eohu7u9wHBgqQ0ZuiO4VTs3+8JnE+fo2dfWv7PWJrVWUhsX9fu381lonkxZZ2Lot2qqdTb3M+3msprkE0u+Bdq9qr+fqEz7cicWAymjKJbX2caFe7DbAnZ6T6BO+JsAmqJiEqEx7JxfMJH1/ETVE+AkCf4J3ATICV5PlkO3j5wAvidUXHUJZwCuUE0hPpE01KASQTy6V4S8JfUhqo+G5r5xPlAlLgE2i3/RPjiMYkGEpBKxPsAC4TKCQJRlE4hIE8eniII5NMTeBN8DfE44ieQPEw6vp+8FQV7AA==
20399 | B1JBAY-1303-I6003 | Comp. Cable KX | 2 x 2 x 0.5 mm² | 20 | B1JBAY-1303-X03 | Junction box FI | B1 | 003 | 003 | B1-TT-26021C-B01 | TEMP.3 HP STEAM BEFORE HPSV 1 |  |  | DSPW/SUPP.FI | -I6003 | Comp. Cable KX 2 x 2 x 0.5 | LOCAL Base Objects¦Cable¦A30¦Z20¦0502c |  |  | B1-TT-26021C-B01 | -B01 |  | -X03 |  | 2024-06-18 / Panek, P. |  | @@UU@@C@@AA84AApOUQhjGMc6DGOc5zmOc50IOlKFIAdQEIShCgJQdSUISpSlKUlSlKUpSQKAkAAAAlSgAQoAFIUpKFIApSlKQBKkoSAAAKAoCkJUACFJQlKgAAAAAAAAAAAAAAAAAAAAAAAAAAAAAAAAAAAAUAAAAAAAFAAAAAAAAAAAAAAAAAAAAAAAAAAAAAAAAAAAAAAAAAAAAAAAAAAAAAAAAAAAAAAAABCw/T8XZzR9vnEn5PH/QmsT74E6xOymjvdXhPEeFY5MkRDR5OefsDH6Puro2Oj+9jlyHj5pwztcn/18lFOCSJ8mVBr0SA/8AH6XIft0ZNIGK4W3VMTUK8ynloXLy5KBdWBsg/KZJmCHPEwGEmZWiSjIJK0wlMX5AlC/BzgYkIEiSmCmCYYIIlsikphahfw81IShH4hsa9EbglVtl+ChmqYW6W67EhhSkogA0BTdReqExGM3EJqd3RjdgmqpAshSi/z1dFWyXuEAOIEf4DiE9whZYdQkEwdUykRxfmJxjmgJEgT9ZEo7mMDu0CXOTvYt1Db/dDp8yFG/Z2iymL97GJjFbExAahLOG1JwCQcfw5ODERbdmwcFu/o9AmG0qOA7qGyJhuhDN0lFNEnT4NoS3b4eHXfrQqy+eNJXOq9uiZxOL4NWnTe1dgmmvDSGfSe1Xnw4hPjyx2y2/XvdzNvb2S7DXZIJZvgW59u/e/n5RM29Inf3LD2Sc4mOzawoWcEOOBNrqPdE3xNsE0iWiViYNR3+ISPm9Qm0J6RIE/wTdBMYJZj9eM3MHSAF4TrjIdYmHWK5QS4TwCZlKASQTxXVCVCXlIa6PT7fb0CeuBKW+JvGL/RPVaYBINgpBLBPoADIJlBIEoyie8JAnv5rSCPnzCcIJrA1ifVESnGw7PL9YKgr7AA=
20400 | B1JBAY-1303-I6004 | Comp. Cable KX | 2 x 2 x 0.5 mm² | 20 | B1JBAY-1303-U12 | Junction box FI | B1 | 002 | 002 | B1-TT-13908-B01 | TEMP.IP OUT.CASING_PLN.II-BOTT |  |  | DSPW/SUPP.FI | -I6004 | Comp. Cable KX 2 x 2 x 0.5 | LOCAL Base Objects¦Cable¦A30¦Z20¦0502c |  |  | B1-TT-13908-B01 | -B01 | B1-TT-13910 | -U12 |  | 2024-06-18 / Panek, P. |  | @@UU@@C@@AA84AApIUQpTGOc5jnMc5jHOdB0HQo6DoAdCUJOlCkoShKEASgAEgSkAFIUpQEgUoAAAApSAKUkCkpUpSAJUBIEKSBKkoSAAAKAoCkJUACFJQlKgAAAAAAAAAAAAAAAAAAAAAAAAAAAAAAAAAAAAUAAAAAAAFAAAAAAAAAAAAAAAAAAAAAAAAAAAAAAAAAAAAAAAAAAAAAAAAAAAAAAAAAAAAAAAABCw/V4uw9okf0J5+6CdYnZRPg6uU8hyrHN6YiGf6eiX2h5fd+NydXq/urzWnRzywy5pf/zff5acMiPwjKg3NmQD/wAdGRCz1WW7QFmMWuLurPFF0V/NT1zXL5sl+gXVs1tEHolIlKCHPEoCIsJwsieUSQlEQBDVAFUGDnAsQgSJlyCmCUMEESCZOFoF/L2UBISMIcBuCTtvXIJlMQsW2YEL6RROAdgJ45gZKRMZiM6FLk7WJqJ0XYBbvPP9s1McAAd8Ef4DiE4SFkw6hIJQdUpJEcX6icY5ICQkCemQk+3iA4JiWvRh3kNHrQ6f3QnezmuerdqvWiWiuBLAN0SvhqwpPfEg9mOnDv4OHNX82DJVT7hOS9gO6X86GyJhwccZJodJKnNI6bPHtIbmLxd75eO/dQlSe3tE526c2irWJpEz27dOim3sEv4tVAXP58O3bmsrE1bEacOirt683cy5KKwSwvb4GzmqxYtj5xNjXITwbNV7QaZ5hMde1iQr7kNsBvQNevqOQTSJuAm2JhEuiYt08HGJHL8BNAnvEgT/BNYJYCX7PjYbtfSAF0Tri06xMPCK5ATGJ4xMqkwSQJ9mOkSkS6pDcn7+9ozCfGBKG8JvmL/RPhgKxIKigEvifSAFomQEgSeQTeEgTw5cBBH0ZRO+CcQHEJ9cRLyByMOfz/cCoK/I
20401 | B1JBAY-1303-I6005 | Comp. Cable KX | 2 x 2 x 0.5 mm² | 20 | B1JBAY-1303-U02 | Junction box FI | B1 | 002 | 002 | B1-TT-13910-B01 | TEMP.HP OUT.CASING-BOTT |  |  | DSPW/SUPP.FI | -I6005 | Comp. Cable KX 2 x 2 x 0.5 | LOCAL Base Objects¦Cable¦A30¦Z20¦0502c |  |  | B1-TT-13910-B01 | -B01 | B1-TT-13931 | -U02 |  | 2024-06-18 / Panek, P. |  | @@UU@@C@@AA8qAApBUQpTmOY5znMc5zmMZBznOhKUJOhCkIQhKUpUhKUoQkClISpQAISpQFAApQAAAkCQJAkCkqUpClJSBIEKQBSkpQBQAKAoCkJUACFJQlKgAAAAAAAAAAAAAAAAAAAAAAAAAAAAAAAAAAAAUAAAAAAAFAAAAAAAAAAAAAAAAAAAAAAAAAAAAAAAAAAAAAAAAAAAAAAAAAAAAAAAAAAAAAAAABCxfV4eo5xI/oT7+2CdInVcn3OjjPrONY8nqiIZ8nol4w83t+67O/zf3f8+U5fylilr+P/48vmuYpEeW9ag055AP/ABy2IZOb0164GWoWqKdondFeRT9ZrZ565q7V9wQemUiUoIdaJQERLEhInWJ+MxKIgCL8CX4PzAyIQJEiiC5BL9JMiCJsouEoXHdF5PXQEhIwB1zUJOu/dgmURCxXlqQwJFycCZgnZO2CgSwkuM1ISa8TeJXbiBuQpT6LnNmojfADvgj/AcAneIWTDsiQSg6JSSI4PUJwjbASEgTlkJPdxgfJMTK82LbQ626h7P2Qne0G7PZvU5BMgrgTGBsiYd+pJdkSD15auzg4tbD2sFftE4vl7lRFHaNKGgTHRw2zQn7CdGeR4LbdKE9jNO/3r00PCc9JROnFTuCaRK/j0UaKNjqEy4tVwLuDPqtngE2LI04f34tvc1t3TvWUW4wSssugZ7+TJ/PGJm25CcOinrkuxmEy4azXxoVb0OWBKug8Am8J2ATXEqEuiYto4e+JHi94mkT3CQJ/gm2CZATBk+GQ1Vc4AUidMZTpExb4rYCVifOJapMEkCfbXQJQJSpDdn7u31swnwgS43hN4x/6J78JUJBfLgJgE+kAMolgJAk7BPoEgT5rcJBHitE3wTugd0T7IiUBwMOf8PIiIK/EA=
20402 | B1JBAY-1303-I6006 | Comp. Cable KX | 2 x 2 x 0.5 mm² | 20 | B1JBAY-1303-X03 | Junction box FI | B1 | 003 | 003 | B1-TT-13912-B01 | TEMP.HP INN.CASING-BOTT |  |  | DSPW/SUPP.FI | -I6006 | Comp. Cable KX 2 x 2 x 0.5 | LOCAL Base Objects¦Cable¦A30¦Z20¦0502c |  |  | B1-TT-13912-B01 | -B01 |  | -X03 |  | 2024-06-18 / Panek, P. |  | @@UU@@C@@AA8qAApBUQpTHOc5zHOc5jGMc6EJOg6lKQdKVHQg6VKQg6UJQpSlASkClIUpQFASoAAAApSVKAkCkKAlKkqSpSkpSBKkoSAAAKAoCkJUACFJQlKgAAAAAAAAAAAAAAAAAAAAAAAAAAAAAAAAAAAAUAAAAAAAFAAAAAAAAAAAAAAAAAAAAAAAAAAAAAAAAAAAAAAAAAAAAAAAAAAAAAAAAAAAAAAAABCx/T2uk9Akcv9Ce+CdAnTOfwc/IfUcix3f1iIZ+D85fYHe9P4XZ4PL/eDlrPH+Uscvus//uz70Y5EffdyoN2UgH/gA8diGTy+KvOBksFxRt6Sd0V8CnmmuXltmLpqcMHilIlKCHaiUBESyEiFnaJNe/DciAIwQ4IQ8IFSECRIuQUQShggiQTJwtAvf89AVTElgDgN0SdeCVN6ZMuxCxXVdQwpFFFEhMwUWTtuCWE8kRuoSErxt8ldoBbvhn5M1yN7gADsAj/AcQmwhZMOkSCUHPKSRHF+gnZHLASEgT9pCT1VAcExLHyY/eQ0eZDm/dCd/Ob09N+9UJUK0pkA0iYdmJJaxIPPXi36dObDrps9Imz4sJRqOohtiY+zTbNDmJXNqRx8Pb3EM1mfhxdim8hgv3O1OJejrF+jDovRFO+JlEzatFzRp6RNzJtUBcludXbxYxLLY0YdPx6t7Nv57aMQJUawLdu/kyfz8wmbVITr7ftnu5hK6c+NCnXDVAVwNcuc+ETWJ7gJnExCXhMfVOPiEjk9YmcT1CQJ/gnWBKgSmr2VG7i5gAvCdEVnQJj4RW0EsE7YmVSYJIE+uy4JcEvKQ3Z+rr6NoT2QJQ3xN4yf6J68JiEgwFAJSJ9AAViWgkCTtE+USBPky4SCPnyicIJsA2CdyIl3A42Hqfj9qIgr7QA==
20403 | B1JBAY-1303-I6007 | Comp. Cable KX | 2 x 2 x 0.5 mm² | 20 | B1JBAY-1303-U13 | Junction box FI | B1 | 004 | 004 | B1-TT-13916-B01 | TEMP.HP CONTR.VALVE CHAMBER 1 |  |  | DSPW/SUPP.FI | -I6007 | Comp. Cable KX 2 x 2 x 0.5 | LOCAL Base Objects¦Cable¦A30¦Z20¦0502c |  |  | B1-TT-13916-B01 | -B01 | B1-TT-13916 | -U13 |  | 2024-06-18 / Panek, P. |  | @@UU@@C@@AA82AApKSQpTHMc5znOY5zGOc6DnQg6UpShCAHOlKgJQhBzoUpSlASkAFJUlSgKUoAAJABAFJUACkJAhSQKUBKgKQBKkISAAAKAoCkJUACFJQlKgAAAAAAAAAAAAAAAAAAAAAAAAAAAAAAAAAAAAUAAAAAAAFAAAAAAAAAAAAAAAAAAAAAAAAAAAAAAAAAAAAAAAAAAAAAAAAAAAAAAAAAAAAAAAABCq+rxdnojzcvsEn/QnACdYnZOfD1eU+08qx5/VEQz9NcuQLPb+NM7vP/d3lrPN+Uqpffyf/T5/wtVSIpoxoNO1IB/4AP1sQ5+evbAvWC343zLOkV5lPXNcfLZMXdwt+D85SJSghyxKAiJQYUJ2CTE5rUoAi7F2FPSBiQgSJFqCiCXekyIIm4ItFELSLzdFASEivgwBfluiWr965BMtRCwWV1IYEiicCZgnjnktCYzFTG6hSlkLU3SdugFp70/22rUafCAHECP8BrE4SFkw7wkEoOqUkiNf6CbByQEhIE9UhJ6sQHBMSxr4+fFpQ7nrQ6f3Qne6NBP4rkW7BLBW8lYG8Jf2X0ldEgrqxVeC/LwZcFud7v+0TZ0XSjbOFDMJVZCG4SnlkdOXMhRV7NHEXKUJnjzxTTLumu5e3xM4nzZ8NuVvu9gmWruUBb0bM+7mw4hLfyZSKclFUatOrLpsngBL1sDa7dWD+foEx78hOPLt9s1ac2YTHVt1oVXIbIE3NzqPjE1CZgTQJgEpEq3jj1iR5PeJoE9wkCf4JpBMQJexfDEb2DpAC2J1xWdYlXCK4wSwTxCZFJgkgT7rLQloS2pDTP3eHRtCfCBKG4J3zD/onvvmASC6UAl4T6QArExgkCTxieMSBPnyXyCPJkE1gmwDiE+yIl9YfKw5/RyKKCva
20404 | B1JBAY-1303-I6008 | Comp. Cable KX | 2 x 2 x 0.5 mm² | 20 | B1JBAY-1303-X01 | Junction box FI | B1 | 004 | 004 | B1-TT-13931-B01 | TEMP.IP OUT.CASING_PLN.I-TOP |  |  | DSPW/SUPP.FI | -I6008 | Comp. Cable KX 2 x 2 x 0.5 | LOCAL Base Objects¦Cable¦A30¦Z20¦0502c |  |  | B1-TT-13931-B01 | -B01 |  | -X01 |  | 2024-06-18 / Panek, P. |  | @@UU@@C@@AA80AApJUQpTGOc5zHMY5zHMc50HOhAFJOgCToQpSkIShCEJUkCgKSkAEoABQFKAoAAAApClKUoCkpUpKQJUBKlKQBKkoSAAAKAoCkJUACFJQlKgAAAAAAAAAAAAAAAAAAAAAAAAAAAAAAAAAAAAUAAAAAAAFAAAAAAAAAAAAAAAAAAAAAAAAAAAAAAAAAAAAAAAAAAAAAAAAAAAAAAAAAAAAAAAABCs+bv9h6hI/oTx8AJ1idlE+Hq5j5zmWPr88RDPyeaX1B9/r/C9PD0f3h8Vpn8krJYOf/+f7PupII+2jMgxtSAf+AD9LkOjot2wLceUWuL92mKMAr+SnomubxXTF3anFB5pSJSgh0RKAiJQY0J3CTEojJICWqqVUB5QLUIEiSF6CiCUMEESCJk4WgX8fTQEhI4cLEdoSduC9BMvRC1ytyWIYkulSXqZKaAounmpEuLTaQpasbgmRO9NQL3ln+2imOEAOMEf4DkE4iFkw6xIJQdUpJEcn5ico3QEhIE88hJ72MDgmJa/rZsQ2/Qh0/uhPBs1Heo3cOC0S0VxJkA3RK+KtJfEJB6ctdtUs1Xw4bfWJ3uDAaCnuIaBK+WjLNDpJU55HT4NKGGV6vPyYL6Eu+eqUrNOs1d3DvCbYlvb28l6n3+wSrat10hn/nk016bbBNemLLMPb2b2jf1Z81NgJbl+ADRpw7MVu14RNNMhM1/To3CZoEy4tViGLehyQJVs6juib4naBNwSsS+JZunLxiRze0TUJ7BIE/wTeBMgJVk92Q119IAXxOuLTrEs7grcCZRPlEzKTBJAn05aRKRL6kN6fs4dzQJ7oEocAm+Y/9E9uIrEgwlAJUJzABaJcCQJO4TwCQJ8mbEQR4cwnECcYHGJ9ERLlD42HT4+cRQV94A=
20405 | B1JBAY-1303-I6009 | 1- C5XFE-R /ST/ | 2 x 2 x 1.0 mm² | 20 | B1JBAY-1303-X01 | Junction box FI | B1 | 003 | 003 | B1-PIT-13217A-B01 | PRESS.1 LUB.OIL TO FR.BEAR. |  |  | DSPW/SUPP.FI | -I6009 | 1- C5XFE-R /ST/ 2 x 2 x 1.0 | LOCAL Base Objects¦Cable¦A30¦Z20¦0502 |  |  | B1-PIT-13217A-B01 | -B01 |  | -X01 |  | 2024-06-12 / Panek, P. |  | @@UU@@C@@AA82AApMSQpjHOY5jnOYxzGOY50IQlCEJQhKEpOhKVKQhJ0AQdKQKAAClIABSlKUoAFAApQEqSoCAJSpKUAAoCgJSBSjpSAAFKAoCkJUACFJQlKgAAAAAAAAAAAAAAAAAAAAAAAAAAAAAAAAAAAAUAAAAAAAFAAAAAAAAAAAAAAAAAAAAAAAAAAAAAAAAAAAAAAAAAAAAAAAAAAAAAAAAAAAAAAAABCq+fV1nsEjn+T+hPjBOoTn655+Pp5j6ipY8b54ZpdEvuD8fbzy6KfV/dPlsPt9EqpeTx//t+Scqgj8PyzIN/ZkA/8AG/ch6fTbuAV5Rc+Mvy3NifAK+dT9dqdc8sswtbjgulIlKCHNEoCIlBkJoW0SYSeIAiiPNgkegCtCBIkpfgnglDBBEnFE/BF6Fvi+bXOEhIw7riC4SemmiDHOURAxZZUhjSJ5oEzBNbNvxeE12FhvoXnPTkcJNReAxQiYI6J/VNbC8QAaQR/gOQTjIWTDwCQSg6ZSSI0/mJyDdASEgT9JCTaLawOKcS1019xDd9epCP2Qm79MtVF/IJkFaRqA7YlOndGXxCQa7MZTZpuxd/DdHIe0SjMeBDOJjy28MyHDNevSNdexZCHLkn5demvDgQu3j2cl7QJeE5asXZ2qO0dYm6ZJgslvbWXBVVRWJqujRvY9yO7oz4tk8PazVUVgk/eAlX/Pyid3Y0TCeHJaJTltujMW1oYt6HswF+BowTdJ4hP3E2wTaEviUCV9s8WoSOb3ibInuEgT/BOAEyAmHJ8MhvY/WAFAnVFh1CVeAVyglonzCXKTAkgT7Lbwl4ShSG/N7uPbzifCBJ3AJylf+ie/EYxIKScEwifSAFgmUEgSbKJ3hIE5rsRBH0XCcQJxgcImqIl9YcrDs+X71FBXsA==
20406 | B1JBAY-1303-I6010 | 1- C5XFE-R /ST/ | 2 x 2 x 1.0 mm² | 20 | B1JBAY-1303-X02 | Junction box FI | B1 | 003 | 003 | B1-PIT-13217B-B01 | PRESS.2 LUB.OIL TO FR.BEAR. |  |  | DSPW/SUPP.FI | -I6010 | 1- C5XFE-R /ST/ 2 x 2 x 1.0 | LOCAL Base Objects¦Cable¦A30¦Z20¦0502 |  |  | B1-PIT-13217B-B01 | -B01 |  | -X02 |  | 2024-06-12 / Panek, P. |  | @@UU@@C@@AA82AApPUQpjHMY5zHMY5jmOdBzoQdCkpOhCFIOhIEpSg6UJShAEgUAClASBKgKApQFAABSVJABKVAQBSUoUBIFAQpQEKQkAAKAoCkJUACFJQlKgAAAAAAAAAAAAAAAAAAAAAAAAAAAAAAAAAAAAUAAAAAAAFAAAAAAAAAAAAAAAAAAAAAAAAAAAAAAAAAAAAAAAAAAAAAAAAAAAAAAAAAAAAAAAABCs8vH2HSJHp+f+hO8CdYnp7J5+HqpPrK1j8PZHqhnlzS+8PR7vxlzVc/94OW4+71yslHn//zS9E9ciPPVkQac8gH/gA03Ic/Pj0AW2i5ayiWjFPfFfyU/bPOuxLJMAYmuD85SJSgh2IlAREoJXCSxjDDAzxAEUxy35HrAxIQJEiiCeCVEmRBEyk+9E8LBQLy9EykhIvnqcok2PBgpgrrhoL8QPRVNddahiSJ708hMwT3Tbt4Sgmwm4hJzX7XATU3gWnmm/We7hADiBH+A8ImshZMO8JBKDqlJIji9gnhHJASEgT9JCTasQHfmExvgs30NvN08iEdCE/cq0TX6LRLRXAmIDSJg18eFJu6JB+91hVv+DNX3KsscR7hKarTWhmEsyXd6ZDpmvXpHTrz5NlDT3Z9rXiqpQzbp7eGmje1CUiW7ft7Xy37ewTcLpgjt6MtNddgm7sRq3MPajx6uDNh2jTlsoxAk+kDjmt/n6RNWfgmE37e3kEq2Nmw2TJahXph24E0dRyCeQTCCaBLBKBMW8cniEjyfATaE94kCf4J8wJaCVW/G03K+kAKROuMZ1iWaxXICXCfQJlUmBJAn23XhLwlKkNE3v17eYT4wJO3xNRi/0T4YSsSDATglQn1ABjEyAkCTZBOASBPHlwkEeXKJ3wThA4xPsiJeITPy+ZRQV+QA=
20407 | B1JBAY-1303-I6011 | 1- C5XFE-R /ST/ | 2 x 2 x 1.0 mm² | 20 | B1JBAY-1303-X03 | Junction box FI | B1 | 003 | 003 | B1-PIT-13217C-B01 | PRESS.3 LUB.OIL TO FR.BEAR. |  |  | DSPW/SUPP.FI | -I6011 | 1- C5XFE-R /ST/ 2 x 2 x 1.0 | LOCAL Base Objects¦Cable¦A30¦Z20¦0502 |  |  | B1-PIT-13217C-B01 | -B01 |  | -X03 |  | 2024-06-12 / Panek, P. |  | @@UU@@C@@AA82AApQSQpTHOZBzHMc5zHOc6EJQdJ0oQg6EoUlCFJQc6UIQlCkAUoAFKQBQFJABQAKABKlAUpKVASBKFIApIFAQBSkoQBQAKAoCkJUACFJQlKgAAAAAAAAAAAAAAAAAAAAAAAAAAAAAAAAAAAAUAAAAAAAFAAAAAAAAAAAAAAAAAAAAAAAAAAAAAAAAAAAAAAAAAAAAAAAAAAAAAAAAAAAAAAAABCvfT5O06hI9Hzf0J4gTsE9HbRRo6+U8peWPu9cc0NEueXmDz+38Zc9XR/dz04T7Pylel5vv/+X4eeV6RGxzZEG1ryAf+ADPjQ6OjDmAv4hdWstyza1GoK8yn669C6ssUxb7XB+cpEpQQ6sSgIiUEsIkgsiAISiIAimKYPVzgX0IEiZbgtQShggiQz3IohbQvq9lCMhIuc7jEncW5cpgqulsg1JQNkrLKkLyRROBMgTsng28VIk5QVmdC2zjJcnY1FE7QLTnn0UYtAAcAI/wHCJpIWTDnEglB1ykkRwesThHFASEgT9JCT3L4G/MSx8d7cQzdPGhH7IT3LmvPLqU4BMArUl8DZEq0XUlvCQeyyvjirSZLu9VjjxntEpuVGlDIJXhs35odM7VqR06eLF3UPFm0bXDgu0oa1o6rfBb8HhEpE4s3Jsd/Uz9om2YZhG1mx0113hMuSN3Plr2I/fd3tavKbOS/bwAlHxgSwfz84nh1t2YnyX9jCJVj1e7hvoXdmHvQGUgcvWcgnKJUCZRLwlsS/tnJxiRy+8TXE9wkCf4J4ATACVYPhgNqvqACkTsiw7BL2kVxAmET6BMakwSQJ9eG0JaEpUhtz92nvaonwgSh1BPiL/+ie+6ViQXCgEqE8oAWCYgSBJ4hNsSBOTHdII+rGJvgmgDyCfLESkHEw63p+1RQV7gA==
20408 | B1JBAY-1304-I6001 | Comp. Cable KX | 2 x 2 x 0.5 mm² | 20 | B1JBAY-1304-X01 | Junction box FI | B1 | 004 | 004 | B1-TT-26022A-B01 | TEMP.1 HP STEAM BEFORE HPSV 2 |  |  | DSPW/SUPP.FI | -I6001 | Comp. Cable KX 2 x 2 x 0.5 | LOCAL Base Objects¦Cable¦A30¦Z20¦0502c |  |  | B1-TT-26022A-B01 | -B01 |  | -X01 |  | 2024-06-18 / Panek, P. |  | @@UU@@C@@AA84AApQUQpTGOc50GMcxzHOc5znQBKkJQhCAIQhCkoSdR1IQhSlKSpIFKApClAAkAAAApSgKSkAFIUhSEqApSQJSBKkoQAAAKAoCkJUACFJQlKgAAAAAAAAAAAAAAAAAAAAAAAAAAAAAAAAAAAAUAAAAAAAFAAAAAAAAAAAAAAAAAAAAAAAAAAAAAAAAAAAAAAAAAAAAAAAAAAAAAAAAAAAAAAAABCwcvg7To8nUJP5/t/oTSJ+UCdgnbRPV18p4j61jx2xEM/z/SX3hh9f43J3/R/d/mtLOiWCWe//8vw8kqJEePnyINNUgH/gA82JDz+i3XAsxC1bUolSK9CnpmuPmtmLtVutBjlIlKCsk88TiawyicErRJAFEJRelIC9Iy+UDChAkTKYKYJQwQRJrnKKCIWkXn9VASQjvmwJIC27FMibKmqcVxMiEttrQqS6GUJ2z24AtuqTqKjuoSuOXWwutRFFM0CIUu+Wf7UZpz4QA1Aj/AahNJCyYdkSCUHXKSRGr9RPiHHASEgTzSEnu2WgTE73paNVm6hsfuh0+pCfBVfZ9Om/etEtFakwgbglXw1pLAJBx+DFw2EVbmavhq73ya/rEsrLhSakM4mDFCHUSywdXh0CVbFWnVeuIU4jZpltHFd3RMgm5pz2XNntEzbdlASyZNfbu5rMInJyZo7hZRx7/Bn3t7LXTfkCW/ABh0bNz+foEy70hLp3TaxiYL+ipC/wQ4IE0dZ8Ym+J74JnEqEuCV7hycQkfT7RM4nsEgT/BNsEwgmth92E2K+kALonZFp2CYNQrjBMQnhEyKTBJAnixUiUiXVIbk/Zv9zMJ7oEobwm6Wf6J7aisSC+UAmsJygBaJjBIEnjE+USBPmyVEEfVkE74JxgaROSI+yQcTDo5vuBUFfe
20409 | B1JBAY-1304-I6002 | Comp. Cable KX | 2 x 2 x 0.5 mm² | 20 | B1JBAY-1304-X02 | Junction box FI | B1 | 004 | 004 | B1-TT-26022B-B01 | TEMP.2 HP STEAM BEFORE HPSV 2 |  |  | DSPW/SUPP.FI | -I6002 | Comp. Cable KX 2 x 2 x 0.5 | LOCAL Base Objects¦Cable¦A30¦Z20¦0502c |  |  | B1-TT-26022B-B01 | -B01 |  | -X02 |  | 2024-06-18 / Panek, P. |  | @@UU@@C@@AA84AApMUQhjGOc5zmOY5zHOg5znSpSUJOlKUoShCUKShJ0KQgCUqSpIFKUlIEgAkAAAApSQAQoAEpUlKUqUpSQKSBKkoQAAAKAoCkJUACFJQlKgAAAAAAAAAAAAAAAAAAAAAAAAAAAAAAAAAAAAUAAAAAAAFAAAAAAAAAAAAAAAAAAAAAAAAAAAAAAAAAAAAAAAAAAAAAAAAAAAAAAAAAAAAAAAABCs8Hd5z0fhyCUd77v6E3hPxgTmE56aNfLePEeBY4scRDR5/ynxhj93kuUX/X/d/y2mL0TZNHF//j4qKcMkcWDKg3bkgP/AB6rUP29dukDFkFr1TE1CvnU9lC5fJbQLqwuCD85kmYIfNExYQwszRBNokoUwDTemQL0npAxIQJGigqgqgmGCCJCkohahfN7aQlCOyfKJNtt6KC5QSzcnDJhISChbbbEMKUhmCi2hCy4pgL5soTU9TNGNvlFVSLd9NH605/nADWCP8BrE3iFlh1CQTByzKRGv9BN8csBIkCeqRKNrEBIm77HXZtIdHP+6HH7UKdyvrXSnjm/etEtFa0xgdUSvtXxmwSDg7uTdxXYmuc1e7X2L2j3CWdzAXSTtIZxLMkIchOxByd7Qhu4MdWjZvXUNm5246VydR9F7rCZhL2LRqtu4+cTNVipCehn09O7nxYxOHhzxfLN/h6+3o29vNZVfkEybgFunVc/n6xM/XkS6dI6eUSy/prQv9iGyBNPKcIm4J0QTQJWJcEw9U4N8SPs+AmgT3iQJ/gnUBMYJgx/HGbOHjAC6JzRacwlmsVygmQT6hNhSgEkE8WSoSoS6pDco9+382cT4wJS3hNoxf6J8KzCJBfKQTAJ3wAtEygkCUZRO4JAn07FZBH27AnZBPCBvCduI8PfDgYeh5fvBUFfk
20410 | B1JBAY-1304-I6003 | Comp. Cable KX | 2 x 2 x 0.5 mm² | 20 | B1JBAY-1304-X03 | Junction box FI | B1 | 002 | 002 | B1-TT-26022C-B01 | TEMP.3 HP STEAM BEFORE HPSV 2 |  |  | DSPW/SUPP.FI | -I6003 | Comp. Cable KX 2 x 2 x 0.5 | LOCAL Base Objects¦Cable¦A30¦Z20¦0502c |  |  | B1-TT-26022C-B01 | -B01 |  | -X03 |  | 2024-06-18 / Panek, P. |  | @@UU@@C@@AA84AApNUQhjGOY5znOc5jIOc6DnApCUIQg6lAQhKUJShKDpSlIEJUkCQKSpSVAApQAAAoCAKSkAFKQBCAJUpSlKSBSkKQkAAKAoCkJUACFJQlKgAAAAAAAAAAAAAAAAAAAAAAAAAAAAAAAAAAAAUAAAAAAAFAAAAAAAAAAAAAAAAAAAAAAAAAAAAAAAAAAAAAAAAAAAAAAAAAAAAAAAAAAAAAAAABCxfP8nWc3o6BKPJ9f9CcAnJAnUJ100cPT5j6TzLHntiIaOX0zxhZ7PtuUXvV/d77rTHzTinPP/8f2eirFJHn5cyDXhkB/4APyyIfp6tb4QLNYXBpmJqFeZT9aFycltCunC34PwmSZghzxMBiJmVokotElaYFpuzIF2T0gY0IEiSmCmCYYIIkKCiFz1C8vPUEoRwG0JNl2KpKGapgwQl4LaS23EhhSnngTXCnWoQu1qYC+baE1Oaxuk00qPxxX99O3TnudwANQI/wGoTukLLDuCQTB0zKRGr8RO8OWAkSBPzkSjdsAkTt/s6sW6h2OdDo/dCjtX9gojou12CWCt9MYGkS/w30nCJB4PHb28ZGDizYd/uYd/R7BMduIwTWScKGcTHVklCfWUZoPX5NCE7OaszV3ENnKbNU3TVXpEyicXBoz3NrrEt3MdITsd3Y016+OwTw8OvHYMffu7u9n2cuGm7vUAlvZAt0bdf8/KJZvSJWbRuZBMV6rPgQvdqHFAmfpPAJ2RNgE0CYRLgmL4jv6hI8vuEzie0SBP8E0glgJfs99hs4egAKxOqLTqExcIrkBNYTxiZVKASQT6taoSoStSG5R7d7Y1xPfAlLdE3TH/onuwGESC8Ugl8T5gAtEyAkCUZBOISBPFlwEEeXKJvgn0AcAnhiPEneYdHJxgqCvwAA==
20411 | B1JBAY-1304-I6004 | Comp. Cable KX | 2 x 2 x 0.5 mm² | 20 | B1JBAY-1304-X03 | Junction box FI | B1 | 004 | 004 | B1-TT-13602-B01 | TEMP.INNER GLAND STEAM |  |  | DSPW/SUPP.FI | -I6004 | Comp. Cable KX 2 x 2 x 0.5 | LOCAL Base Objects¦Cable¦A30¦Z20¦0502c |  |  | B1-TT-13602-B01 | -B01 |  | -X03 |  | 2024-06-18 / Panek, P. |  | @@UU@@C@@AA8oAAo+UQpTGMgxzmOY5jnOc50HQlCEIOkCUIQkADoSlCEJSkCQKQAAFJQBSQKAoAAKSpSgJApSgKQgCVKUlQEpUpKkJSoAAKAoCkJUACFJQlKgAAAAAAAAAAAAAAAAAAAAAAAAAAAAAAAAAAAAUAAAAAAAFAAAAAAAAAAAAAAAAAAAAAAAAAAAAAAAAAAAAAAAAAAAAAAAAAAAAAAAAAAAAAAAABCt+Xk6z2CRzf0JqE8kCdQnXRPudPKfMcqxeWXPZL6A8vt+yqdf6f3e+24/DnlbL6fJ/8fX5aLZESzZUGqUgH/gA8+ND0+m7YAtxC2R6CVIrzqeqa4/uxTF02t+D8ZSJSgh5olARFpOFkTxCSWcLRXKQELXB5gMKECRIogoglDBBEkmThaBeboodETEjgNwSV1cqZEimIWoLrrEL6RUOYJXTAMdSmIvG2hjqcvaub5OukFr80/PRe4AA4QR/gOITukLJh0iQSg6ZSSI4vyE4xyQEhIE/OQk97CBITV+rx+rDvobc0Oj9kJ3uxLo1qsImEV031wgdkSzh9mlZ8AkHgyaqs2KeC2ee2zt6vaJ4aPjOJDQJgnXkmhZLNB6/318+5RsIV6+eWxnt47a0MG5flFMblFlN6zjv7omgTw8OzTmesTFlmGm7a7OfBaJ4Ktcjawbu9k17r9EAlvbAty9iz+fkEyb0hNbZxCYK8ZlsQvbsNsCU9J3xN8TQCZxLBKhMG2d7iEjxe8TOJ7hIE/wTSCXAl+74XG1g9YAawnVGI6hLdQrkBMYnIJlUmCSBPnx0iUiaykNU/dv7OcT4QJQ1icJh/0T32GASC8UAl8TlADEJkBIEnkE5BIE5MthBHiyidwE8YHdE78R45h3mHR9/1AiCvxA
20412 | B1JBAY-1304-I6005 | Comp. Cable KX | 2 x 2 x 0.5 mm² | 20 | B1JBAY-1304-U22 | Junction box FI | B1 | 004 | 004 | B1-TT-28002-B01 | TEMP.AUX.STEAM CONGES.GLAND |  |  | DSPW/SUPP.FI | -I6005 | Comp. Cable KX 2 x 2 x 0.5 | LOCAL Base Objects¦Cable¦A30¦Z20¦0502c |  |  | B1-TT-28002-B01 | -B01 | B1-TT-28002 | -U22 |  | 2024-06-18 / Panek, P. |  | @@UU@@C@@AA8yAApDUQpTHMY5kHOcxjHMg6EHQlCUHSk6kIQACUqQlCUHAkClJSkAFIUBKlAABQAAAkCVKSoClKUpCgIApCkpSACEpQoAAKAoCkJUACFJQlKgAAAAAAAAAAAAAAAAAAAAAAAAAAAAAAAAAAAAUAAAAAAAFAAAAAAAAAAAAAAAAAAAAAAAAAAAAAAAAAAAAAAAAAAAAAAAAAAAAAAAAAAAAAAAABCyeTxdZ5+gSX9Cd0E6hOuc/k6eM+o41jzc0RDP8+WXlD7vb99M6/V/df4XGPklkltXf/5fs8+CyRH21ZkGqUgH/gA5r0PT6rsoFmUXFHpKueioV/RTnmt/45Zi6bHHB+spEpQQ8kSjZhlE7kJE7xJI0VykBCFcHKBahAkSKIKIJQwQRIJk4WgXk9dAdiaEts0CSuw1zpmSJUyhagusqQ1kpDOE7poXwUqXElrNCEnNY4SVJQC08s/2ozcAAcQI/wHEJwkLJh0iQSg6ZSSI4uYTUN8BISBPRISe9YBITd53v+vVbub6GjAh0exCeLbJV9GHucNd4l4rjTDlA3RMnfsSWISDx3922MXi9mfHrbPB7RMvhoxnjNSGcSy+EKP3J7EF2WNlCjHt7mow0oaO0U4JUlGHVh3RM4mnvZO3KntdYmm2YU9ira05sOPIJ4K9GxGvOzJm3d66u3dv002gmDfAy7OPft/njEz78hMNXZKtGYSyfZzVIa18NsCbXSahN4TcBNoTGJSJk7ZxcIkfR7xM4nuEgT/BPjBLQTWt+Fpox9AAVCdUXHUJk4BW8EyieETXUmCSBPry4BMAlSkNM/d3NvYE+ECUOETfLP9E9+IxiQVlAJrCcYAXCXgkCTvE8QkCfLr4iCPn1xO8CfSBwifNEeSA8DDn/LzIKCvxAA==
20413 | B1JBAY-1304-I6006 | 1- C5XFE-R /ST/ | 2 x 2 x 1.0 mm² | 20 | B1-PIT-26021A-JB | PRESS.1 HP STEAM BEFORE HPSV 1 |  | 002 | 002 | B1-PIT-26021A-B01 | PRESS.1 HP STEAM BEFORE HPSV 1 |  |  | DSPW/SUPP.FI | -I6006 | 1- C5XFE-R /ST/ 2 x 2 x 1.0 | LOCAL Base Objects¦Cable¦A30¦Z20¦0502 |  |  | B1-PIT-26021A-B01 | -B01 | B1-PIT-26021A-JB | -JB |  | 2024-06-12 / Panek, P. |  | @@UU@@C@@AA9cAApkUQpjnOc50HOc6EHOg50JUhKUISlQEoQBSgIShKUpSlKgASpSgKSlQFKUpQAAApKlAUkAEpSpKUpAoCQKSBKkpSpQAKAoCkpUACVJSlKgAAAAAAAAAAAAAAAAAAAAAAAAAAAAAAAAAAAAUAAAAAAAFAAAAAAAAAAAAAAAAAAAAAAAAAAAAAAAAAAAAAAAAAAAAAAAAAAAAAAAAAAAAAAAAAjzfR1O89jtPOjrPuf0jjR3VI9SPZboejsPs2ZKfjMdSvCvdkzenwdu7H4/7x9zaalZe/+HZ//Bd2qy2V+TTCX9dhP+B4tA/TxtrdGbQkyMDdtgSTvyPJ270lbNkmSY6bVrLWpU1VaiqtlWVJdnRdJcqMNXxTDUPAMopFLL1L1LZ7SylXTI5i2C1X6kwpO55bx3rhbxMrwG+i9sbGGlxZV9MRk06bDLGCay7TdC+jMtiqt+Fy6YKk3rZpiXXiTD4cN2r4gdAifwcaONUlpU5aKWp6Kiyuf+aOgmiiyKR4rIu4NTZFyPJOezcwbv6jzPKLuax7t2HBnRnSTGnPHLRj528lsqKdF8e1ws8ycLA1ZeK9relHGw5zq86G4jLo4lhqucfOxadPIGff62a/uZ8uIbzV51fAv8pzUbiNnze/tsO+9iP2aWi8U3NW2xNWJmzo+Vtq5LIqubwbeJ+/IcPDt5WZjyLEX2+Nhi3v5+dGtwWRfwStCNjJpz5Bj+GpyKRrYPQ6iOBF4jWjIjAjlun0Udf2o1o9aKR/iOYRnI17Pu2XKzecGFHq2nqRm40k0kaEfIjbkXEWI+3RfRfRhkUwevi5OtHupF5hR0n+o9uNsIpiXiMaOwDZRpIpGhHVRSNGwp19COIj6R0kfXVfV8x05U3O796SIknvA=
20414 | B1JBAY-1304-I6007 | 1- C5XFE-R /ST/ | 2 x 2 x 1.0 mm² | 20 | B1JBAY-1304-X01 | Junction box FI | B1 | 003 | 003 | B1-PIT-26022A-B01 | PRESS.1 HP STEAM BEFORE HPSV 2 |  |  | DSPW/SUPP.FI | -I6007 | 1- C5XFE-R /ST/ 2 x 2 x 1.0 | LOCAL Base Objects¦Cable¦A30¦Z20¦0502 |  |  | B1-PIT-26022A-B01 | -B01 |  | -X01 |  | 2024-06-12 / Panek, P. |  | @@UU@@C@@AA88AApPUQhjHOY5zHOY5jnOdCEIQhCFIQk6EgQhKkpAhB1IShCVKQBSgKUlIAKSpQAAApSQKSkCgJSgCEpABSFKSBKkpQoAAKAoCkJUACFJQlKgAAAAAAAAAAAAAAAAAAAAAAAAAAAAAAAAAAAAUAAAAAAAFAAAAAAAAAAAAAAAAAAAAAAAAAAAAAAAAAAAAAAAAAAAAAAAAAAAAAAAAAAAAAAAABCs8HF1nN5OgSjk+/+hN8TzQJ1CddNGjp759pasePHGCGmfRP4Bi9v5T56/T/d/y5C3mmyfx8X/6/j8lzFJF3l0kGrDID/wAc+VD9fTk2ALcouAu7E3RXmU9XlpXNOOgXC1wZJkmYIeWJgIiYLEKLRKFohKapkCqVPOBYhAkSUwUwTDBBEtcU9mLkLdF5fXSEoas856HbEov34qkoZuTZI3gyZLEMKVEwaYTkoQuKXy8baE0ppQtjUUU0gcEAlW3Tz06m+AHygj/AcImghZYc4kEwdMykRw/mJ3RzQEiQJ+kiUbuO0CgTuep4cXZQ2f2Q9nrQo3q8NHsvVWiWitaYgM4lejAk4RIOLPj7WIwcl3Sw18Hb1PaJ3S9gqOQ0IaomLLwSh0UakHDbrCcc8d79671SFnY4tPPMxd3N0TSE1dGtgqz5+sTW7BlpCPj2dK/uXsVone+nTjbwxGzvdrUr1zdzYLKq5BLnyAXtr+fqE096RLhtZcgmDD3C3ChX24deAuakjXt09Jxib4lQJqiWCXhMW4cXCJH1+8TVE9wkCf4JnBLQSu34Wm1h6AAqE6oxnUJZoFcoJkE+gTMpQCSCfdkuCXBKlIbtHu4NjTE+ECUt4TdMX+ie/AYRIL5SCVieAAMYmUEgSjKJ8wkCfPmwEEd/MJvgnhA4hO9EfZ4Q42HW83iFUFfiA=
20415 | B1JBAY-1304-I6008 | 1- C5XFE-R /ST/ | 2 x 2 x 1.0 mm² | 20 | B1JBAY-1304-X02 | Junction box FI | B1 | 002 | 002 | B1-PIT-26021B-B01 | PRESS.2 HP STEAM BEFORE HPSV 1 |  |  | DSPW/SUPP.FI | -I6008 | 1- C5XFE-R /ST/ 2 x 2 x 1.0 | LOCAL Base Objects¦Cable¦A30¦Z20¦0502 |  |  | B1-PIT-26021B-B01 | -B01 |  | -X02 |  | 2024-06-12 / Panek, P. |  | @@UU@@C@@AA88AApVUQpjHMY5jHOY5znMY50oOg6UKOhKEoSBClHUhCEIShQAAUgClKSlQFAApQAKApSQKSkClKSlKkpUBSEqSBKkpSpQAKAoCkJUACFJQlKgAAAAAAAAAAAAAAAAAAAAAAAAAAAAAAAAAAAAUAAAAAAAFAAAAAAAAAAAAAAAAAAAAAAAAAAAAAAAAAAAAAAAAAAAAAAAAAAAAAAAAAAAAAAAABCs+bk8PSd70iS5fr/oTfE78CdAnTPNw898+gxLHda4ZpeOX2BZ6vul4qvL/dX4ZD6vxlZK/3P/o+3vXiCO7Xag0Z5AP/ABzZUP08uXZAxWi4CjZlQK+FTzffOt0skwuFrg/KUiUoIfBEoCIlBYhNjEmWaEnplICmQeICxCBIkhPBPBIhggiTuRPKJ4W8L4PPOEkI0VcxmwbTpEptsswQTsqJQNNtuRDGY4YadFMnYCi6ZCV8TrxcVGpCVDsZGqYiaeZQKPHNzT2awA4gR/gOETfIWTDuCQSg55SSI4fzE4htgJCQJ5JCTb2ICQmvzPHZ2ENO1+qHo86E+9gl6L9GMTGK1DiA6wlW77oywiQcnxZfetx3RZt38+KnD8Hv1+oTgKqDWcCGgTFdvyQl1IOHhs2UNu3Pp0zYa6UNVWTVKmjcEuEz4NfUrp1HSJ+2oyzhG3puv9a/ixiaOXNHVwxHX3c1X76DsXYLL9cgS9qAq2v5+QTPuyEvGQSqvLZWhf3odiBL3OdkTtibAJmEwCUCYdR2eISO17BMwnrEgT/BNQJjBK8ftxmnD6QApE6IyHQJZwCtoJlE5RLlJgSQJ9OW8JeEpUhom9evTnE9sCTt8TjMX+iezAYRIKicErE7YAZBLQSBJrRPhEgT5bsBBHauE1gnzgcYnJEfHxBxsOjv9wVQV9wA==
20416 | B1JBAY-1304-I6009 | 1- C5XFE-R /ST/ | 2 x 2 x 1.0 mm² | 20 | B1JBAY-1304-X02 | Junction box FI | B1 | 002 | 002 | B1-PIT-26022B-B01 | PRESS.2 HP STEAM BEFORE HPSV 2 |  |  | DSPW/SUPP.FI | -I6009 | 1- C5XFE-R /ST/ 2 x 2 x 1.0 | LOCAL Base Objects¦Cable¦A30¦Z20¦0502 |  |  | B1-PIT-26022B-B01 | -B01 |  | -X02 |  | 2024-06-12 / Panek, P. |  | @@UU@@C@@AA88AApVSQpjHOY5zGMY5jnOdJzJQdCVIShCFJQlAFISdCEHShSlKAhSlJApIFKAkAAAApKgJSoCQJQBSEqSACFJSBSUJSAAAKAoCkJUACFJQlKgAAAAAAAAAAAAAAAAAAAAAAAAAAAAAAAAAAAAUAAAAAAAFAAAAAAAAAAAAAAAAAAAAAAAAAAAAAAAAAAAAAAAAAAAAAAAAAAAAAAAAAAAAAAAABCs8HF1HL+ftEm4/x/oTSJyQJ0idU83B0YDwmJY8lsVQzy/WXiDF7vLLz0+r+8PmyFvLKyXk8f//lKYrgjx05UG/VIB/4AObGh6fVj1gMWQWov60r4r+in7+Wdc0scwtbTB6JSJSgh5IlAREoLCaFtEmWUJPRKQFEjzgWIQJElJ4J4JQwQRIJtuJ4W8Lyc84SQjW5XmNcSfJTTGCROyolZIfXTly2oYknDAErgnyz5YAoElFRewHaQmvt/PFrhJr15Foj0TftNghdIAagR/gNQnAQsmHaEglB0SkkRq5hO8OWAkJAnpkJNuWASE3vW6rO2h2c/Ohtc6E+5Vfm9mCi0S0VpTEBsiU79SSrEg73Hj3cRVu3+vXTvZ/cJqKKb59RvoXCWZNMkPbNng4c13YQ7vd35+GvDQhs3bMcN7b3BLhNHBr6KNrb6hNG2ZbwR2tjr4dfBitEu488bFcR29zuXU6DuZqrKKZAl7dAwZtj+fsEru3ZhKJ42MgldltSGH5odECZy7oOITviTAnYEqEviV7JxahI7/wEuE94kCf4JsgloJTb8bT5K/YAFAnTGM6RLN8VygmQT6xMykwJIE8OS8JeEoUhvze/Tr5xPjAk7gE+Uxf6J8KisSDCTglIngADGJlBIEmyifQJAn05qiCPuzCbwJ9oGkT54j7/wDiYdbzeIVQV6w

## Query_CSI
COMOS query export Cover sheet
User hint
Ladies and gentlemen, This Excel file contains data, exported via CAE software COMOS. This data can be reimported to COMOS. For a dataflow without any complications, you have to note the items below: - Only cells with white background can be changed. - Do not remove the sheet protection, because this protection is effective only for not editable cells. - Do not use sorting, filter etc., you might lose very important import information for COMOS. - The first row and last column of an exported sheet includes important information in XML format; modifying or deleting this data causes, that the COMOS import does not work anymore.
COMOS system information
COMOS version | 10.4.1 ServicePack 41
User name | PG112342
Database | PT_SQL_SERVER_1
Project | Turkistan CCGT
Date | 22.07.2024 19:08:26
File name | C:\Users\pg112342\Documents\cable_list_240722.xlsx
Table name | QUERY
Working layer | DD_240528
Query information
Name | A63
Description | Cable list
Start object | Turkistan CCGT
SystemFullName | QU10¦A63